## Supplementary Material
Supplementary Workbook Guide
This workbook accompanies the supplementary material for:
Stroboscopic Light Stimulation in Adults Reporting Depressive Symptoms: Safety, Tolerability, Feasibility, and Active-Comparator Development in a Staged Early-Phase Study
The workbook provides extended tables, source summaries, audit outputs, and supporting analyses underlying the manuscript and supplementary material.
It is intended to make the numerical reporting more transparent and to provide reviewer-facing detail beyond what can be included in the manuscript text or supplementary narrative.
How to read this workbook
Each tab corresponds to a specific analysis section, figure, table, or audit output. Tabs are organised broadly by study stage and analysis theme:
WP1 tabs summarise screening, demographics, safety, tolerability, and mood-check analyses from the initial parameter-testing stage.
Interim tabs summarise the bridge study used to evaluate experiential separation between the intervention sequence and low-phenomenology control.
WP2 tabs summarise the randomised feasibility study, including recruitment, retention, adherence, tolerability, side-effect follow-up, exploratory clinical outcomes, expectancy, and acute-experience analyses.
Figure/source tabs provide figure-facing values used for manuscript and supplementary plots.
Audit tabs document denominator checks, participant counts, missingness, and data-reconciliation decisions where relevant.
Interpretation notes
The study was designed as a staged early-phase feasibility, safety, and tolerability programme. Clinical outcome analyses are exploratory and estimation-focused, not confirmatory tests of efficacy. Candidate-predictor analyses, including acute subjective-experience and expectancy analyses, should be interpreted as hypothesis-generating.
Where values differ slightly from rounded manuscript text, workbook values should be understood as the underlying source values before manuscript-level rounding. Positive improvement scores generally indicate symptom reduction where explicitly stated; individual tabs specify the direction of scoring where needed.
Data and reproducibility notes
The workbook was generated from cleaned, de-identified public-facing data and analysis scripts. Direct participant identifiers, contact details, calendar files, and operational scheduling records are not included because they cannot be fully anonymised for public release.
Some tabs preserve historical variable names from the original data-collection instruments and analysis environment. For example, occasional labels such as fisber_* reflect legacy naming in the source data and are retained for traceability.
This workbook is intended as a transparent companion to the manuscript and supplementary material. The reproducible analysis scripts and anonymised datasets are available in the associated SLSD repository.
Tab Group | Contents | Main Interpretation
WP1 | Parameter-testing safety/tolerability and mood summaries | Early-stage safety and tolerability evidence
Interim | Control-calibration and visual-experience summaries | Experiential separation between active/control sequences
WP2 feasibility | Recruitment, retention, adherence, missingness | Feasibility of repeated supervised delivery
WP2 safety | Discomfort, side effects, FIBSER/FISBER-style follow-up | Tolerability and adverse-event monitoring
WP2 clinical | PHQ-9, BDI-II, BAI, MADRS-S, SPANE, M3VAS | Exploratory symptom and wellbeing outcomes
WP2 predictors | Expectancy, ASC/VHQ/EXP4 candidate predictors | Hypothesis-generating acute-experience analyses
Audit/source | Denominators, source values, figure-facing tables | Reconciliation and transparency checks

## WP1 Demographics
WP1 Stage-Specific Demographic and Baseline Clinical Characteristics
Continuous variables are mean ± SD [range]. Categorical variables are n / non-missing denominator (%). Unavailable records are shown separately.
Characteristic | Screened | Passed screening | Tested | Analysed
Age | 21.40 ± 4.28 [18.00–38.00] (n = 53; unavailable = 144) | 21.02 ± 3.74 [18.00–38.00] (n = 45; unavailable = 103) | 21.36 ± 4.23 [18.00–38.00] (n = 33; unavailable = 3) | 21.45 ± 4.36 [18.00–38.00] (n = 31)
Sex: Female | 45/53 (84.9%) | 39/45 (86.7%) | 28/33 (84.8%) | 26/31 (83.9%)
Sex: Male | 8/53 (15.1%) | 6/45 (13.3%) | 5/33 (15.2%) | 5/31 (16.1%)
Sex: Unavailable / missing | 144/197 unavailable | 103/148 unavailable | 3/36 unavailable
Gender: Female | 42/53 (79.2%) | 36/45 (80.0%) | 25/33 (75.8%) | 23/31 (74.2%)
Gender: Male | 9/53 (17.0%) | 7/45 (15.6%) | 6/33 (18.2%) | 6/31 (19.4%)
Gender: Other | 2/53 (3.8%) | 2/45 (4.4%) | 2/33 (6.1%) | 2/31 (6.5%)
Gender: Unavailable / missing | 144/197 unavailable | 103/148 unavailable | 3/36 unavailable
Medication status: Yes | 18/53 (34.0%) | 12/45 (26.7%) | 10/33 (30.3%) | 10/31 (32.3%)
Medication status: No | 35/53 (66.0%) | 33/45 (73.3%) | 23/33 (69.7%) | 21/31 (67.7%)
Medication status: Unavailable / missing | 144/197 unavailable | 103/148 unavailable | 3/36 unavailable
Baseline PHQ-9 | 13.63 ± 5.62 [1.00–27.00] (n = 73; unavailable = 124) | 13.87 ± 3.79 [5.00–21.00] (n = 47; unavailable = 101) | 13.92 ± 4.01 [5.00–27.00] (n = 36) | 13.90 ± 2.93 [7.00–19.00] (n = 31)
Baseline BDI-II | 28.09 ± 8.80 [9.00–45.00] (n = 33; unavailable = 164) | 28.09 ± 8.80 [9.00–45.00] (n = 33; unavailable = 115) | 28.91 ± 9.19 [9.00–45.00] (n = 35; unavailable = 1) | 28.16 ± 9.07 [9.00–45.00] (n = 31)
Screened (n = 197) and passed-screening denominators are derived from WP1 Sign-up without ID collapsing. Tested (n = 36) is derived from Testing Start after ID reconciliation and best-row selection. Analysed (n = 31) is Testing Start ∩ valid Session Feedback after ID reconciliation. Corrections applied to Testing Start / Session Feedback only: 476→467; 555→551.

## WP1 Parameters
WP1 Stroboscopic Stimulation Parameter Schedule
This table summarises the parameter-testing schedule used in WP1. Each session manipulated a single stimulation feature across four 30-second steps, allowing preliminary assessment of tolerability and subjective response across luminance, frequency, frequency-shift, and duty-cycle ranges.
Session Number | Tested Parameters | Split | Steps
1 | Luminance | 4 x 30 sec | 10, 30, 50, 70
2 | Luminance | 4 x 30 sec | 70, 80, 90, 100
3 | Frequency | 4 x 30 sec | 3, 5, 7, 9
4 | Frequency | 4 x 30 sec | 9, 11, 13, 15
5 | Frequency Shift (Small) | 4 x 30 sec | 3, 3.75, 4.69, 4.82 (multiplicative ratio of 1.25x base Hz)
6 | Frequency Shift (Moderate) | 4 x 30 sec | 3, 4.5, 6.75, 10.13 (multiplicative ratio of 1.5x base Hz)
7 | Frequency Shift (Large) | 4 x 30 sec | 3, 6.6, 14.52, 6.6 (multiplicative ratio of 2.2x base Hz)
8 | Duty Cycle Shift (Small) | 4 x 30 sec | 50, 55, 60, 65
9 | Duty Cycle Shift (Moderate) | 4 x 30 sec | 40, 50, 60, 70
10 | Duty Cycle Shift (Large) | 4 x 30 sec | 25, 50, 75, 50
11 | Dynamic Sequence | 120 sec | A combination of the above parameters

## WP1 Session Tolerability
WP1 Session Tolerability by Tested Stimulation Parameter
Tolerability outcomes are summarised by WP1 session and parameter focus.
Sessions were structured as four-step parameter manipulations, and evaluable n reflects participants with available post-session tolerability data for the corresponding session.
Session | Parameter focus | Split / steps | Evaluable n | Mean discomfort | SD | Mean ± SD | SE | Upper one-sided 80% CL | Criterion threshold | Criterion met | Raw tol_sum yes, n | Cleaned participant-sessions with any VDQ symptom, n | Cleaned participant-sessions with any VDQ symptom, % | Cleaned side-effect display | Total symptom-category endorsements, audit only | Median symptom categories among cleaned endorsers | Maximum symptom severity observed | Discordant records needing hand-check, n | Discontinuations / >7 discomfort, n
1 | Luminance | 4 × 30 sec; 10, 30, 50, 70 | 32 | 0.84 | 1.92 | 0.84 ± 1.92 | 0.339 | 1.13 | 7 | Yes | 8 | 7 | 21.9 | 7/32 (21.9%) | 52 | 6 | 7 | 2 | 0
2 | Luminance | 4 × 30 sec; 70, 80, 90, 100 | 32 | 0.38 | 1.07 | 0.38 ± 1.07 | 0.189 | 0.53 | 7 | Yes | 6 | 6 | 18.8 | 6/32 (18.8%) | 34 | 6.5 | 6 | 2 | 0
3 | Frequency | 4 × 30 sec; 3, 5, 7, 9 Hz | 32 | 0.41 | 1.1 | 0.41 ± 1.10 | 0.195 | 0.57 | 7 | Yes | 6 | 6 | 18.8 | 6/32 (18.8%) | 45 | 8 | 4 | 2 | 0
4 | Frequency | 4 × 30 sec; 9, 11, 13, 15 Hz | 32 | 0.81 | 1.91 | 0.81 ± 1.91 | 0.337 | 1.1 | 7 | Yes | 8 | 8 | 25 | 8/32 (25.0%) | 53 | 5.5 | 7 | 2 | 0
5 | Frequency shift (small) | 4 × 30 sec; 3, 3.75, 4.69, 4.82 Hz | 32 | 0.53 | 1.29 | 0.53 ± 1.29 | 0.229 | 0.72 | 7 | Yes | 8 | 7 | 21.9 | 7/32 (21.9%) | 59 | 9 | 4 | 3 | 0
6 | Frequency shift (moderate) | 4 × 30 sec; 3, 4.5, 6.75, 10.13 Hz | 32 | 0.81 | 1.71 | 0.81 ± 1.71 | 0.303 | 1.07 | 7 | Yes | 10 | 10 | 31.2 | 10/32 (31.2%) | 47 | 4 | 6 | 3 | 0
7 | Frequency shift (large) | 4 × 30 sec; 3, 6.6, 14.52, 6.6 Hz | 32 | 0.16 | 0.63 | 0.16 ± 0.63 | 0.111 | 0.25 | 7 | Yes | 6 | 6 | 18.8 | 6/32 (18.8%) | 24 | 4 | 3 | 4 | 0
8 | Duty-cycle shift (small) | 4 × 30 sec; 50, 55, 60, 65% | 32 | 0.16 | 0.63 | 0.16 ± 0.63 | 0.111 | 0.25 | 7 | Yes | 2 | 2 | 6.2 | 2/32 (6.2%) | 8 | 4 | 3 | 0 | 0
9 | Duty-cycle shift (moderate) | 4 × 30 sec; 40, 50, 60, 70% | 32 | 0.59 | 1.52 | 0.59 ± 1.52 | 0.269 | 0.82 | 7 | Yes | 7 | 7 | 21.9 | 7/32 (21.9%) | 23 | 4 | 5 | 1 | 0
10 | Duty-cycle shift (large) | 4 × 30 sec; 25, 50, 75, 50% | 32 | 0.28 | 0.77 | 0.28 ± 0.77 | 0.136 | 0.4 | 7 | Yes | 6 | 6 | 18.8 | 6/32 (18.8%) | 19 | 2.5 | 3 | 2 | 0
11 | Dynamic sequence | 120 sec; combined parameter sequence | 32 | 0.47 | 1.16 | 0.47 ± 1.16 | 0.206 | 0.64 | 7 | Yes | 8 | 8 | 25 | 8/32 (25.0%) | 33 | 3 | 4 | 3 | 0
0.49455

## WP1 PrePost Mood Comparisons
WP1 Exploratory Pre-Post Mood and Symptom Comparisons
Pre-post comparisons are exploratory and intended to describe preliminary mood and symptom change across WP1 participation.
Direction of interpretation is shown for each outcome; negative post-minus-pre change indicates improvement for symptom scales where higher scores reflect greater severity, whereas positive change indicates improvement for positively valenced VAS outcomes.
outcome | direction | paired_n | pre_mean | post_mean | mean_change_post_minus_pre | sd_change | change_ci95_low | change_ci95_high | paired_t | paired_p | change_ci95
PHQ-9 | Higher = worse; negative post-minus-pre change = improvement | 25 | 14.6 | 13.32 | -1.28 | 2.03 | -2.1185 | -0.44147 | -3.151 | 0.0043 | [-2.12, -0.44]
M3VAS mood/depression estimated post | 0 = bad, 100 = good; positive post-minus-pre change = improvement | 22 | 66.09 | 81.36 | 15.27 | 14.51 | 8.8386 | 21.7068 | 4.936 | <.001 | [8.84, 21.71]
M3VAS pleasure/anhedonia estimated post | 0 = bad, 100 = good; positive post-minus-pre change = improvement | 17 | 50.59 | 55.59 | 5 | 8.46 | 0.64865 | 9.3514 | 2.436 | 0.0269 | [0.65, 9.35]
M3VAS suicidality estimated post | 0 = bad, 100 = good; positive post-minus-pre change = improvement | 21 | 37.95 | 49.62 | 11.67 | 16.12 | 4.3292 | 19.0041 | 3.317 | 0.0034 | [4.33, 19.00]

## Interim Demographics
Interim Study Demographics and Baseline Clinical Characteristics
Continuous variables are reported as mean ± SD [range]. Categorical variables are reported as n / non-missing denominator (%). Unavailable or missing records are shown separately where applicable.
Stage-specific columns distinguish screened, eligible, tested, and analysis-relevant interim samples.
section | characteristic | Screened | Passed screening | Tested | Analysed
Screening stages | Age | 23.16 ± 5.76 [18.00–52.00] (n = 80; unavailable = 29) | 23.19 ± 5.90 [18.00–52.00] (n = 68; unavailable = 1)
Screening stages | Sex: Female | 50/80 (62.5%) | 43/68 (63.2%)
Screening stages | Sex: Male | 30/80 (37.5%) | 25/68 (36.8%)
Screening stages | Sex: Unavailable / missing | 29/109 unavailable | 1/69 unavailable
Screening stages | Gender: Female | 49/80 (61.2%) | 42/68 (61.8%)
Screening stages | Gender: Male | 29/80 (36.2%) | 25/68 (36.8%)
Screening stages | Gender: Other | 2/80 (2.5%) | 1/68 (1.5%)
Screening stages | Gender: Unavailable / missing | 29/109 unavailable | 1/69 unavailable
Screening stages | Medication status: Yes | 22/80 (27.5%) | 15/68 (22.1%)
Screening stages | Medication status: No | 58/80 (72.5%) | 53/68 (77.9%)
Screening stages | Medication status: Unavailable / missing | 29/109 unavailable | 1/69 unavailable
Screening stages | Baseline trait anxiety | 41.64 ± 11.78 [19.00–66.00] (n = 80; unavailable = 29) | 38.97 ± 9.97 [19.00–58.00] (n = 68; unavailable = 1)
Testing and analysed stages | Age |  |  | 24.47 ± 7.36 [18.00–52.00] (n = 32) | 24.47 ± 7.36 [18.00–52.00] (n = 32)
Testing and analysed stages | Sex: Female |  |  | 20/32 (62.5%) | 20/32 (62.5%)
Testing and analysed stages | Sex: Male |  |  | 12/32 (37.5%) | 12/32 (37.5%)
Testing and analysed stages | Sex: Unavailable / missing |  |  | - | -
Testing and analysed stages | Gender: Female |  |  | 19/32 (59.4%) | 19/32 (59.4%)
Testing and analysed stages | Gender: Male |  |  | 12/32 (37.5%) | 12/32 (37.5%)
Testing and analysed stages | Gender: Other |  |  | 1/32 (3.1%) | 1/32 (3.1%)
Testing and analysed stages | Gender: Unavailable / missing |  |  | - | -
Testing and analysed stages | Medication status: Yes |  |  | 5/32 (15.6%) | 5/32 (15.6%)
Testing and analysed stages | Medication status: No |  |  | 27/32 (84.4%) | 27/32 (84.4%)
Testing and analysed stages | Medication status: Unavailable / missing |  |  | - | -
Testing and analysed stages | Baseline trait anxiety |  |  | 37.53 ± 9.07 [22.00–58.00] (n = 32) | 37.53 ± 9.07 [22.00–58.00] (n = 32)

## Interim Parameters
Interim Study Stroboscopic Sequence Parameters
This table lists the time-resolved stimulation parameters used in the interim study sequences.
Parameters are shown by sequence pair, step, timing, oscillator grouping, frequency, duty cycle, luminance, and phase/section label where applicable.
pair | step | time | dur | block | intv_phase | ctrl_phase | intervention_osc1_2 | intervention_osc3_4 | control_osc1_2 | control_osc3_4
Interim Intervention/Control 1 | 1 | 00:00.0-00:04.0 | 4 | Onset | Dark | Dark | F 60.00->60.00 Hz D 50->50% L 0->0 | F 60.00->60.00 Hz D 50->50% L 0->0 | F 60.00->60.00 Hz D 50->50% L 0->0 | F 60.00->60.00 Hz D 50->50% L 0->0
Interim Intervention/Control 1 | 2 | 00:04.0-00:05.0 | 1 | Warmup | Wash | Wash | F 60.00->60.00 Hz D 50->50% L 0->1 | F 60.00->60.00 Hz D 50->50% L 0->1 | F 60.00->60.00 Hz D 50->50% L 0->1 | F 60.00->60.00 Hz D 50->50% L 0->1
Interim Intervention/Control 1 | 3 | 00:05.0-00:06.0 | 1 | Warmup | Wash | Wash | F 60.00->60.00 Hz D 50->50% L 1->2 | F 60.00->60.00 Hz D 50->50% L 1->2 | F 60.00->60.00 Hz D 50->50% L 1->2 | F 60.00->60.00 Hz D 50->50% L 1->2
Interim Intervention/Control 1 | 4 | 00:06.0-00:07.0 | 1 | Warmup | Wash | Wash | F 60.00->60.00 Hz D 50->50% L 2->3 | F 60.00->60.00 Hz D 50->50% L 2->3 | F 60.00->60.00 Hz D 50->50% L 2->3 | F 60.00->60.00 Hz D 50->50% L 2->3
Interim Intervention/Control 1 | 5 | 00:07.0-00:08.0 | 1 | Warmup | Wash | Wash | F 60.00->60.00 Hz D 50->50% L 3->4 | F 60.00->60.00 Hz D 50->50% L 3->4 | F 60.00->60.00 Hz D 50->50% L 3->4 | F 60.00->60.00 Hz D 50->50% L 3->4
Interim Intervention/Control 1 | 6 | 00:08.0-00:09.0 | 1 | Warmup | Wash | Wash | F 60.00->60.00 Hz D 50->50% L 4->5 | F 60.00->60.00 Hz D 50->50% L 4->5 | F 60.00->60.00 Hz D 50->50% L 4->5 | F 60.00->60.00 Hz D 50->50% L 4->5
Interim Intervention/Control 1 | 7 | 00:09.0-00:10.0 | 1 | Warmup | Wash | Wash | F 60.00->60.00 Hz D 50->50% L 5->6 | F 60.00->60.00 Hz D 50->50% L 5->6 | F 60.00->60.00 Hz D 50->50% L 5->6 | F 60.00->60.00 Hz D 50->50% L 5->6
Interim Intervention/Control 1 | 8 | 00:10.0-00:11.0 | 1 | Warmup | Wash | Wash | F 60.00->60.00 Hz D 50->50% L 6->7 | F 60.00->60.00 Hz D 50->50% L 6->7 | F 60.00->60.00 Hz D 50->50% L 6->7 | F 60.00->60.00 Hz D 50->50% L 6->7
Interim Intervention/Control 1 | 9 | 00:11.0-00:12.0 | 1 | Warmup | Wash | Wash | F 60.00->60.00 Hz D 50->50% L 7->8 | F 60.00->60.00 Hz D 50->50% L 7->8 | F 60.00->60.00 Hz D 50->50% L 7->8 | F 60.00->60.00 Hz D 50->50% L 7->8
Interim Intervention/Control 1 | 10 | 00:12.0-00:22.0 | 10 | A | OSC12 SLS + wash | OSC12 SLS + wash | F 7.32->3.75 Hz D 50->50% L 0->40 | F 60.00->60.00 Hz D 50->50% L 0->2 | F 7.32->3.75 Hz D 50->50% L 0->2 | F 60.00->60.00 Hz D 50->50% L 0->40
Interim Intervention/Control 1 | 11 | 00:22.0-00:37.0 | 15 | A | OSC12 SLS + wash | OSC12 SLS + wash | F 3.75->4.69 Hz D 45->55% L 0->40 | F 60.00->60.00 Hz D 50->50% L 1->2 | F 3.75->4.69 Hz D 45->55% L 1->2 | F 60.00->60.00 Hz D 50->50% L 0->40
Interim Intervention/Control 1 | 12 | 00:37.0-00:49.0 | 12 | A | OSC12 SLS + wash | OSC12 SLS + wash | F 5.69->6.86 Hz D 50->60% L 10->40 | F 60.00->60.00 Hz D 50->50% L 1->2 | F 5.69->6.86 Hz D 50->60% L 1->2 | F 60.00->60.00 Hz D 50->50% L 10->40
Interim Intervention/Control 1 | 13 | 00:49.0-01:03.0 | 14 | A | OSC12 SLS + wash | OSC12 SLS + wash | F 6.86->7.32 Hz D 55->65% L 10->40 | F 60.00->60.00 Hz D 50->50% L 1->2 | F 6.86->7.32 Hz D 55->65% L 1->2 | F 60.00->60.00 Hz D 50->50% L 10->40
Interim Intervention/Control 1 | 14 | 01:03.0-01:11.0 | 8 | A | OSC12 SLS + wash | OSC12 SLS + wash | F 7.32->9.10 Hz D 60->70% L 10->40 | F 60.00->60.00 Hz D 50->50% L 1->5 | F 7.32->9.10 Hz D 60->70% L 1->5 | F 60.00->60.00 Hz D 50->50% L 10->40
Interim Intervention/Control 1 | 15 | 01:11.0-01:16.0 | 5 | B | OSC12 SLS + wash | OSC12 SLS + wash | F 7.32->6.60 Hz D 50->53% L 0->40 | F 60.00->60.00 Hz D 50->50% L 1->4 | F 7.32->6.60 Hz D 50->53% L 1->4 | F 60.00->60.00 Hz D 50->50% L 0->40
Interim Intervention/Control 1 | 16 | 01:16.0-01:26.0 | 10 | B | OSC12 SLS + wash | OSC12 SLS + wash | F 6.60->4.69 Hz D 53->55% L 10->40 | F 60.00->60.00 Hz D 50->50% L 1->4 | F 6.60->4.69 Hz D 53->55% L 1->4 | F 60.00->60.00 Hz D 50->50% L 10->40
Interim Intervention/Control 1 | 17 | 01:26.0-01:41.0 | 15 | B | OSC12 SLS + wash | OSC12 SLS + wash | F 5.86->7.32 Hz D 55->60% L 40->10 | F 60.00->60.00 Hz D 50->50% L 1->4 | F 5.86->7.32 Hz D 55->60% L 1->4 | F 60.00->60.00 Hz D 50->50% L 40->10
Interim Intervention/Control 1 | 18 | 01:41.0-01:53.0 | 12 | B | OSC12 SLS + wash | OSC12 SLS + wash | F 7.32->9.10 Hz D 60->65% L 10->40 | F 60.00->60.00 Hz D 50->50% L 1->4 | F 7.32->9.10 Hz D 60->65% L 1->4 | F 60.00->60.00 Hz D 50->50% L 10->40
Interim Intervention/Control 1 | 19 | 01:53.0-02:01.0 | 8 | B | OSC12 SLS + wash | OSC12 SLS + wash | F 9.00->13.50 Hz D 50->50% L 0->40 | F 60.00->60.00 Hz D 50->50% L 1->4 | F 9.00->13.50 Hz D 50->50% L 1->4 | F 60.00->60.00 Hz D 50->50% L 0->40
Interim Intervention/Control 1 | 20 | 02:01.0-02:04.5 | 3.5 | C1 | OSC12 SLS + wash | OSC12 SLS + wash | F 3.75->4.69 Hz D 50->53% L 40->10 | F 60.00->60.00 Hz D 50->50% L 1->4 | F 3.75->4.69 Hz D 50->53% L 1->4 | F 60.00->60.00 Hz D 50->50% L 40->10
Interim Intervention/Control 1 | 21 | 02:04.5-02:08.0 | 3.5 | C1 | OSC12 SLS + wash | OSC12 SLS + wash | F 4.69->5.86 Hz D 53->55% L 10->40 | F 60.00->60.00 Hz D 50->50% L 1->4 | F 4.69->5.86 Hz D 53->55% L 1->4 | F 60.00->60.00 Hz D 50->50% L 10->40
Interim Intervention/Control 1 | 22 | 02:08.0-02:11.5 | 3.5 | C1 | OSC12 SLS + wash | OSC12 SLS + wash | F 5.86->7.32 Hz D 55->60% L 40->10 | F 60.00->60.00 Hz D 50->50% L 7->4 | F 5.86->7.32 Hz D 55->60% L 7->4 | F 60.00->60.00 Hz D 50->50% L 40->10
Interim Intervention/Control 1 | 23 | 02:11.5-02:15.0 | 3.5 | C1 | OSC12 SLS + wash | OSC12 SLS + wash | F 7.32->4.69 Hz D 50->53% L 40->10 | F 60.00->60.00 Hz D 50->50% L 7->4 | F 7.32->4.69 Hz D 50->53% L 7->4 | F 60.00->60.00 Hz D 50->50% L 40->10
Interim Intervention/Control 1 | 24 | 02:15.0-02:18.5 | 3.5 | C1 | OSC12 SLS + wash | OSC12 SLS + wash | F 4.69->5.86 Hz D 53->55% L 10->40 | F 60.00->60.00 Hz D 50->50% L 1->4 | F 4.69->5.86 Hz D 53->55% L 1->4 | F 60.00->60.00 Hz D 50->50% L 10->40
Interim Intervention/Control 1 | 25 | 02:18.5-02:22.0 | 3.5 | C1 | OSC12 SLS + wash | OSC12 SLS + wash | F 5.86->7.32 Hz D 55->60% L 40->10 | F 60.00->60.00 Hz D 50->50% L 7->4 | F 5.86->7.32 Hz D 55->60% L 7->4 | F 60.00->60.00 Hz D 50->50% L 40->10
Interim Intervention/Control 1 | 26 | 02:22.0-02:29.0 | 7 | C1 | OSC12 SLS + wash | OSC12 SLS + wash | F 9.10->7.32 Hz D 50->60% L 10->40 | F 60.00->60.00 Hz D 50->50% L 7->4 | F 9.10->7.32 Hz D 50->60% L 7->4 | F 60.00->60.00 Hz D 50->50% L 10->40
Interim Intervention/Control 1 | 27 | 02:29.0-02:40.0 | 11 | Peak | OSC12 SLS + wash | OSC12 SLS + wash | F 7.32->9.10 Hz D 60->65% L 20->60 | F 60.00->60.00 Hz D 50->50% L 2->6 | F 7.32->9.10 Hz D 60->65% L 2->6 | F 60.00->60.00 Hz D 50->50% L 20->60
Interim Intervention/Control 1 | 28 | 02:40.0-02:48.0 | 8 | Peak | OSC12 SLS + wash | OSC12 SLS + wash | F 9.10->12.50 Hz D 63->70% L 30->70 | F 60.00->60.00 Hz D 50->50% L 3->7 | F 9.10->12.50 Hz D 63->70% L 3->7 | F 60.00->60.00 Hz D 50->50% L 30->70
Interim Intervention/Control 1 | 29 | 02:48.0-02:58.0 | 10 | Peak | OSC12 SLS + wash | OSC12 SLS + wash | F 12.50->14.52 Hz D 60->70% L 40->75 | F 60.00->60.00 Hz D 50->50% L 4->8 | F 12.50->14.52 Hz D 60->70% L 4->8 | F 60.00->60.00 Hz D 50->50% L 40->75
Interim Intervention/Control 1 | 30 | 02:58.0-03:10.0 | 12 | Peak | OSC12 SLS + wash | OSC12 SLS + wash | F 14.52->15.00 Hz D 55->65% L 50->100 | F 60.00->60.00 Hz D 50->50% L 5->9 | F 14.52->15.00 Hz D 55->65% L 5->9 | F 60.00->60.00 Hz D 50->50% L 50->100
Interim Intervention/Control 1 | 31 | 03:10.0-03:20.0 | 10 | Peak | OSC12 SLS + wash | OSC12 SLS + wash | F 15.00->10.00 Hz D 50->75% L 30->75 | F 60.00->60.00 Hz D 50->50% L 3->9 | F 15.00->10.00 Hz D 50->75% L 3->9 | F 60.00->60.00 Hz D 50->50% L 30->75
Interim Intervention/Control 1 | 32 | 03:20.0-03:27.0 | 7 | D | OSC12 SLS + wash | OSC12 SLS + wash | F 14.52->6.60 Hz D 50->50% L 0->75 | F 60.00->60.00 Hz D 50->50% L 0->6 | F 14.52->6.60 Hz D 50->50% L 0->6 | F 60.00->60.00 Hz D 50->50% L 0->75
Interim Intervention/Control 1 | 33 | 03:27.0-03:35.0 | 8 | D | OSC12 SLS + wash | OSC12 SLS + wash | F 6.60->9.10 Hz D 50->50% L 0->50 | F 60.00->60.00 Hz D 50->50% L 0->5 | F 6.60->9.10 Hz D 50->50% L 0->5 | F 60.00->60.00 Hz D 50->50% L 0->50
Interim Intervention/Control 1 | 34 | 03:35.0-03:37.0 | 2 | D | Dark | Dark | F 60.00->60.00 Hz D 50->50% L 0->0 | F 60.00->60.00 Hz D 50->50% L 0->0 | F 60.00->60.00 Hz D 50->50% L 0->0 | F 60.00->60.00 Hz D 50->50% L 0->0
Interim Intervention/Control 1 | 35 | 03:37.0-03:49.0 | 12 | D | OSC12 SLS + wash | OSC12 SLS + wash | F 9.10->5.86 Hz D 55->65% L 0->40 | F 60.00->60.00 Hz D 50->50% L 0->4 | F 9.10->5.86 Hz D 55->65% L 0->4 | F 60.00->60.00 Hz D 50->50% L 0->40
Interim Intervention/Control 1 | 36 | 03:49.0-03:59.0 | 10 | D | OSC12 SLS + wash | OSC12 SLS + wash | F 5.86->7.32 Hz D 50->55% L 10->40 | F 60.00->60.00 Hz D 50->50% L 1->4 | F 5.86->7.32 Hz D 50->55% L 1->4 | F 60.00->60.00 Hz D 50->50% L 10->40
Interim Intervention/Control 1 | 37 | 03:59.0-04:08.0 | 9 | D | OSC12 SLS + wash | OSC12 SLS + wash | F 7.32->13.50 Hz D 65->75% L 40->10 | F 60.00->60.00 Hz D 50->50% L 4->1 | F 7.32->13.50 Hz D 65->75% L 4->1 | F 60.00->60.00 Hz D 50->50% L 40->10
Interim Intervention/Control 1 | 38 | 04:08.0-04:13.0 | 5 | E | OSC12 SLS + wash | OSC12 SLS + wash | F 8.32->4.69 Hz D 50->50% L 0->50 | F 60.00->60.00 Hz D 50->50% L 1->2 | F 8.32->4.69 Hz D 50->50% L 1->2 | F 60.00->60.00 Hz D 50->50% L 0->50
Interim Intervention/Control 1 | 39 | 04:13.0-04:23.0 | 10 | E | OSC12 SLS + wash | OSC12 SLS + wash | F 4.69->5.86 Hz D 50->50% L 5->20 | F 60.00->60.00 Hz D 50->50% L 1->2 | F 4.69->5.86 Hz D 50->50% L 1->2 | F 60.00->60.00 Hz D 50->50% L 5->20
Interim Intervention/Control 1 | 40 | 04:23.0-04:43.0 | 20 | E | OSC12 SLS + wash | OSC12 SLS + wash | F 6.86->8.32 Hz D 45->50% L 5->20 | F 60.00->60.00 Hz D 50->50% L 1->2 | F 6.86->8.32 Hz D 45->50% L 1->2 | F 60.00->60.00 Hz D 50->50% L 5->20
Interim Intervention/Control 1 | 41 | 04:43.0-04:53.0 | 10 | E | OSC12 SLS + wash | OSC12 SLS + wash | F 8.32->9.10 Hz D 50->55% L 5->20 | F 60.00->60.00 Hz D 50->50% L 1->2 | F 8.32->9.10 Hz D 50->55% L 1->2 | F 60.00->60.00 Hz D 50->50% L 5->20
Interim Intervention/Control 1 | 42 | 04:53.0-04:58.0 | 5 | E | OSC12 SLS + wash | OSC12 SLS + wash | F 9.00->13.50 Hz D 55->60% L 5->50 | F 60.00->60.00 Hz D 50->50% L 1->5 | F 9.00->13.50 Hz D 55->60% L 1->5 | F 60.00->60.00 Hz D 50->50% L 5->50
Interim Intervention/Control 1 | 43 | 04:58.0-04:59.0 | 1 | Cooldown | Wash | Wash | F 60.00->60.00 Hz D 50->50% L 8->7 | F 60.00->60.00 Hz D 50->50% L 8->7 | F 60.00->60.00 Hz D 50->50% L 8->7 | F 60.00->60.00 Hz D 50->50% L 8->7
Interim Intervention/Control 1 | 44 | 04:59.0-05:00.0 | 1 | Cooldown | Wash | Wash | F 60.00->60.00 Hz D 50->50% L 7->6 | F 60.00->60.00 Hz D 50->50% L 7->6 | F 60.00->60.00 Hz D 50->50% L 7->6 | F 60.00->60.00 Hz D 50->50% L 7->6
Interim Intervention/Control 1 | 45 | 05:00.0-05:01.0 | 1 | Cooldown | Wash | Wash | F 60.00->60.00 Hz D 50->50% L 6->5 | F 60.00->60.00 Hz D 50->50% L 6->5 | F 60.00->60.00 Hz D 50->50% L 6->5 | F 60.00->60.00 Hz D 50->50% L 6->5
Interim Intervention/Control 1 | 46 | 05:01.0-05:02.0 | 1 | Cooldown | Wash | Wash | F 60.00->60.00 Hz D 50->50% L 5->4 | F 60.00->60.00 Hz D 50->50% L 5->4 | F 60.00->60.00 Hz D 50->50% L 5->4 | F 60.00->60.00 Hz D 50->50% L 5->4
Interim Intervention/Control 1 | 47 | 05:02.0-05:03.0 | 1 | Cooldown | Wash | Wash | F 60.00->60.00 Hz D 50->50% L 4->3 | F 60.00->60.00 Hz D 50->50% L 4->3 | F 60.00->60.00 Hz D 50->50% L 4->3 | F 60.00->60.00 Hz D 50->50% L 4->3
Interim Intervention/Control 1 | 48 | 05:03.0-05:04.0 | 1 | Cooldown | Wash | Wash | F 60.00->60.00 Hz D 50->50% L 3->2 | F 60.00->60.00 Hz D 50->50% L 3->2 | F 60.00->60.00 Hz D 50->50% L 3->2 | F 60.00->60.00 Hz D 50->50% L 3->2
Interim Intervention/Control 1 | 49 | 05:04.0-05:05.0 | 1 | Cooldown | Wash | Wash | F 60.00->60.00 Hz D 50->50% L 2->1 | F 60.00->60.00 Hz D 50->50% L 2->1 | F 60.00->60.00 Hz D 50->50% L 2->1 | F 60.00->60.00 Hz D 50->50% L 2->1
Interim Intervention/Control 1 | 50 | 05:05.0-05:06.0 | 1 | Cooldown | Wash | Wash | F 60.00->60.00 Hz D 50->50% L 1->0 | F 60.00->60.00 Hz D 50->50% L 1->0 | F 60.00->60.00 Hz D 50->50% L 1->0 | F 60.00->60.00 Hz D 50->50% L 1->0
Interim Intervention/Control 2 | 1 | 00:00.0-00:04.0 | 4 | Onset | Dark | Dark | F 60.00->60.00 Hz D 50->50% L 0->0 | F 60.00->60.00 Hz D 50->50% L 0->0 | F 60.00->60.00 Hz D 50->50% L 0->0 | F 60.00->60.00 Hz D 50->50% L 0->0
Interim Intervention/Control 2 | 2 | 00:04.0-00:05.0 | 1 | Warmup | Wash | Wash | F 60.00->60.00 Hz D 50->50% L 0->1 | F 60.00->60.00 Hz D 50->50% L 0->1 | F 60.00->60.00 Hz D 50->50% L 0->1 | F 60.00->60.00 Hz D 50->50% L 0->1
Interim Intervention/Control 2 | 3 | 00:05.0-00:06.0 | 1 | Warmup | Wash | Wash | F 60.00->60.00 Hz D 50->50% L 1->2 | F 60.00->60.00 Hz D 50->50% L 1->2 | F 60.00->60.00 Hz D 50->50% L 1->2 | F 60.00->60.00 Hz D 50->50% L 1->2
Interim Intervention/Control 2 | 4 | 00:06.0-00:07.0 | 1 | Warmup | Wash | Wash | F 60.00->60.00 Hz D 50->50% L 2->3 | F 60.00->60.00 Hz D 50->50% L 2->3 | F 60.00->60.00 Hz D 50->50% L 2->3 | F 60.00->60.00 Hz D 50->50% L 2->3
Interim Intervention/Control 2 | 5 | 00:07.0-00:08.0 | 1 | Warmup | Wash | Wash | F 60.00->60.00 Hz D 50->50% L 3->4 | F 60.00->60.00 Hz D 50->50% L 3->4 | F 60.00->60.00 Hz D 50->50% L 3->4 | F 60.00->60.00 Hz D 50->50% L 3->4
Interim Intervention/Control 2 | 6 | 00:08.0-00:09.0 | 1 | Warmup | Wash | Wash | F 60.00->60.00 Hz D 50->50% L 4->5 | F 60.00->60.00 Hz D 50->50% L 4->5 | F 60.00->60.00 Hz D 50->50% L 4->5 | F 60.00->60.00 Hz D 50->50% L 4->5
Interim Intervention/Control 2 | 7 | 00:09.0-00:10.0 | 1 | Warmup | Wash | Wash | F 60.00->60.00 Hz D 50->50% L 5->6 | F 60.00->60.00 Hz D 50->50% L 5->6 | F 60.00->60.00 Hz D 50->50% L 5->6 | F 60.00->60.00 Hz D 50->50% L 5->6
Interim Intervention/Control 2 | 8 | 00:10.0-00:11.0 | 1 | Warmup | Wash | Wash | F 60.00->60.00 Hz D 50->50% L 6->7 | F 60.00->60.00 Hz D 50->50% L 6->7 | F 60.00->60.00 Hz D 50->50% L 6->7 | F 60.00->60.00 Hz D 50->50% L 6->7
Interim Intervention/Control 2 | 9 | 00:11.0-00:12.0 | 1 | Warmup | Wash | Wash | F 60.00->60.00 Hz D 50->50% L 7->8 | F 60.00->60.00 Hz D 50->50% L 7->8 | F 60.00->60.00 Hz D 50->50% L 7->8 | F 60.00->60.00 Hz D 50->50% L 7->8
Interim Intervention/Control 2 | 10 | 00:12.0-00:17.0 | 5 | B | OSC12 SLS + wash | OSC12 SLS + wash | F 7.32->6.60 Hz D 50->53% L 0->40 | F 60.00->60.00 Hz D 50->50% L 1->4 | F 7.32->6.60 Hz D 50->53% L 1->4 | F 60.00->60.00 Hz D 50->50% L 0->40
Interim Intervention/Control 2 | 11 | 00:17.0-00:27.0 | 10 | B | OSC12 SLS + wash | OSC12 SLS + wash | F 6.60->4.69 Hz D 53->55% L 10->40 | F 60.00->60.00 Hz D 50->50% L 1->4 | F 6.60->4.69 Hz D 53->55% L 1->4 | F 60.00->60.00 Hz D 50->50% L 10->40
Interim Intervention/Control 2 | 12 | 00:27.0-00:42.0 | 15 | B | OSC12 SLS + wash | OSC12 SLS + wash | F 5.86->7.32 Hz D 55->60% L 40->10 | F 60.00->60.00 Hz D 50->50% L 1->4 | F 5.86->7.32 Hz D 55->60% L 1->4 | F 60.00->60.00 Hz D 50->50% L 40->10
Interim Intervention/Control 2 | 13 | 00:42.0-00:54.0 | 12 | B | OSC12 SLS + wash | OSC12 SLS + wash | F 7.32->9.10 Hz D 60->65% L 10->40 | F 60.00->60.00 Hz D 50->50% L 1->4 | F 7.32->9.10 Hz D 60->65% L 1->4 | F 60.00->60.00 Hz D 50->50% L 10->40
Interim Intervention/Control 2 | 14 | 00:54.0-01:02.0 | 8 | B | OSC12 SLS + wash | OSC12 SLS + wash | F 9.00->13.50 Hz D 50->50% L 0->40 | F 60.00->60.00 Hz D 50->50% L 1->4 | F 9.00->13.50 Hz D 50->50% L 1->4 | F 60.00->60.00 Hz D 50->50% L 0->40
Interim Intervention/Control 2 | 15 | 01:02.0-01:12.0 | 10 | A | OSC12 SLS + wash | OSC12 SLS + wash | F 7.32->3.75 Hz D 50->50% L 0->40 | F 60.00->60.00 Hz D 50->50% L 0->2 | F 7.32->3.75 Hz D 50->50% L 0->2 | F 60.00->60.00 Hz D 50->50% L 0->40
Interim Intervention/Control 2 | 16 | 01:12.0-01:27.0 | 15 | A | OSC12 SLS + wash | OSC12 SLS + wash | F 3.75->4.69 Hz D 45->55% L 0->40 | F 60.00->60.00 Hz D 50->50% L 1->2 | F 3.75->4.69 Hz D 45->55% L 1->2 | F 60.00->60.00 Hz D 50->50% L 0->40
Interim Intervention/Control 2 | 17 | 01:27.0-01:39.0 | 12 | A | OSC12 SLS + wash | OSC12 SLS + wash | F 5.69->6.86 Hz D 50->60% L 10->40 | F 60.00->60.00 Hz D 50->50% L 1->2 | F 5.69->6.86 Hz D 50->60% L 1->2 | F 60.00->60.00 Hz D 50->50% L 10->40
Interim Intervention/Control 2 | 18 | 01:39.0-01:53.0 | 14 | A | OSC12 SLS + wash | OSC12 SLS + wash | F 6.86->7.32 Hz D 55->65% L 10->40 | F 60.00->60.00 Hz D 50->50% L 1->2 | F 6.86->7.32 Hz D 55->65% L 1->2 | F 60.00->60.00 Hz D 50->50% L 10->40
Interim Intervention/Control 2 | 19 | 01:53.0-02:01.0 | 8 | A | OSC12 SLS + wash | OSC12 SLS + wash | F 7.32->9.10 Hz D 60->70% L 10->40 | F 60.00->60.00 Hz D 50->50% L 1->5 | F 7.32->9.10 Hz D 60->70% L 1->5 | F 60.00->60.00 Hz D 50->50% L 10->40
Interim Intervention/Control 2 | 20 | 02:01.0-02:12.0 | 11 | Peak | OSC12 SLS + wash | OSC12 SLS + wash | F 7.32->9.10 Hz D 60->65% L 20->60 | F 60.00->60.00 Hz D 50->50% L 2->6 | F 7.32->9.10 Hz D 60->65% L 2->6 | F 60.00->60.00 Hz D 50->50% L 20->60
Interim Intervention/Control 2 | 21 | 02:12.0-02:20.0 | 8 | Peak | OSC12 SLS + wash | OSC12 SLS + wash | F 9.10->12.50 Hz D 63->70% L 30->70 | F 60.00->60.00 Hz D 50->50% L 3->7 | F 9.10->12.50 Hz D 63->70% L 3->7 | F 60.00->60.00 Hz D 50->50% L 30->70
Interim Intervention/Control 2 | 22 | 02:20.0-02:30.0 | 10 | Peak | OSC12 SLS + wash | OSC12 SLS + wash | F 12.50->14.52 Hz D 60->70% L 40->75 | F 60.00->60.00 Hz D 50->50% L 4->8 | F 12.50->14.52 Hz D 60->70% L 4->8 | F 60.00->60.00 Hz D 50->50% L 40->75
Interim Intervention/Control 2 | 23 | 02:30.0-02:42.0 | 12 | Peak | OSC12 SLS + wash | OSC12 SLS + wash | F 14.52->15.00 Hz D 55->65% L 50->100 | F 60.00->60.00 Hz D 50->50% L 5->9 | F 14.52->15.00 Hz D 55->65% L 5->9 | F 60.00->60.00 Hz D 50->50% L 50->100
Interim Intervention/Control 2 | 24 | 02:42.0-02:52.0 | 10 | Peak | OSC12 SLS + wash | OSC12 SLS + wash | F 15.00->10.00 Hz D 50->75% L 30->75 | F 60.00->60.00 Hz D 50->50% L 3->9 | F 15.00->10.00 Hz D 50->75% L 3->9 | F 60.00->60.00 Hz D 50->50% L 30->75
Interim Intervention/Control 2 | 25 | 02:52.0-02:55.5 | 3.5 | C1 | OSC12 SLS + wash | OSC12 SLS + wash | F 3.75->4.69 Hz D 50->53% L 40->10 | F 60.00->60.00 Hz D 50->50% L 1->4 | F 3.75->4.69 Hz D 50->53% L 1->4 | F 60.00->60.00 Hz D 50->50% L 40->10
Interim Intervention/Control 2 | 26 | 02:55.5-02:59.0 | 3.5 | C1 | OSC12 SLS + wash | OSC12 SLS + wash | F 4.69->5.86 Hz D 53->55% L 10->40 | F 60.00->60.00 Hz D 50->50% L 1->4 | F 4.69->5.86 Hz D 53->55% L 1->4 | F 60.00->60.00 Hz D 50->50% L 10->40
Interim Intervention/Control 2 | 27 | 02:59.0-03:02.5 | 3.5 | C1 | OSC12 SLS + wash | OSC12 SLS + wash | F 5.86->7.32 Hz D 55->60% L 40->10 | F 60.00->60.00 Hz D 50->50% L 7->4 | F 5.86->7.32 Hz D 55->60% L 7->4 | F 60.00->60.00 Hz D 50->50% L 40->10
Interim Intervention/Control 2 | 28 | 03:02.5-03:06.0 | 3.5 | C1 | OSC12 SLS + wash | OSC12 SLS + wash | F 7.32->4.69 Hz D 50->53% L 40->10 | F 60.00->60.00 Hz D 50->50% L 7->4 | F 7.32->4.69 Hz D 50->53% L 7->4 | F 60.00->60.00 Hz D 50->50% L 40->10
Interim Intervention/Control 2 | 29 | 03:06.0-03:09.5 | 3.5 | C1 | OSC12 SLS + wash | OSC12 SLS + wash | F 4.69->5.86 Hz D 53->55% L 10->40 | F 60.00->60.00 Hz D 50->50% L 1->4 | F 4.69->5.86 Hz D 53->55% L 1->4 | F 60.00->60.00 Hz D 50->50% L 10->40
Interim Intervention/Control 2 | 30 | 03:09.5-03:13.0 | 3.5 | C1 | OSC12 SLS + wash | OSC12 SLS + wash | F 5.86->7.32 Hz D 55->60% L 40->10 | F 60.00->60.00 Hz D 50->50% L 7->4 | F 5.86->7.32 Hz D 55->60% L 7->4 | F 60.00->60.00 Hz D 50->50% L 40->10
Interim Intervention/Control 2 | 31 | 03:13.0-03:20.0 | 7 | C1 | OSC12 SLS + wash | OSC12 SLS + wash | F 9.10->7.32 Hz D 50->60% L 10->40 | F 60.00->60.00 Hz D 50->50% L 7->4 | F 9.10->7.32 Hz D 50->60% L 7->4 | F 60.00->60.00 Hz D 50->50% L 10->40
Interim Intervention/Control 2 | 32 | 03:20.0-03:25.0 | 5 | E | OSC12 SLS + wash | OSC12 SLS + wash | F 8.32->4.69 Hz D 50->50% L 0->50 | F 60.00->60.00 Hz D 50->50% L 1->2 | F 8.32->4.69 Hz D 50->50% L 1->2 | F 60.00->60.00 Hz D 50->50% L 0->50
Interim Intervention/Control 2 | 33 | 03:25.0-03:35.0 | 10 | E | OSC12 SLS + wash | OSC12 SLS + wash | F 4.69->5.86 Hz D 50->50% L 5->20 | F 60.00->60.00 Hz D 50->50% L 1->2 | F 4.69->5.86 Hz D 50->50% L 1->2 | F 60.00->60.00 Hz D 50->50% L 5->20
Interim Intervention/Control 2 | 34 | 03:35.0-03:55.0 | 20 | E | OSC12 SLS + wash | OSC12 SLS + wash | F 6.86->8.32 Hz D 45->50% L 5->20 | F 60.00->60.00 Hz D 50->50% L 1->2 | F 6.86->8.32 Hz D 45->50% L 1->2 | F 60.00->60.00 Hz D 50->50% L 5->20
Interim Intervention/Control 2 | 35 | 03:55.0-04:05.0 | 10 | E | OSC12 SLS + wash | OSC12 SLS + wash | F 8.32->9.10 Hz D 50->55% L 5->20 | F 60.00->60.00 Hz D 50->50% L 1->2 | F 8.32->9.10 Hz D 50->55% L 1->2 | F 60.00->60.00 Hz D 50->50% L 5->20
Interim Intervention/Control 2 | 36 | 04:05.0-04:10.0 | 5 | E | OSC12 SLS + wash | OSC12 SLS + wash | F 9.00->13.50 Hz D 55->60% L 5->50 | F 60.00->60.00 Hz D 50->50% L 1->5 | F 9.00->13.50 Hz D 55->60% L 1->5 | F 60.00->60.00 Hz D 50->50% L 5->50
Interim Intervention/Control 2 | 37 | 04:10.0-04:17.0 | 7 | D | OSC12 SLS + wash | OSC12 SLS + wash | F 14.52->6.60 Hz D 50->50% L 0->75 | F 60.00->60.00 Hz D 50->50% L 0->6 | F 14.52->6.60 Hz D 50->50% L 0->6 | F 60.00->60.00 Hz D 50->50% L 0->75
Interim Intervention/Control 2 | 38 | 04:17.0-04:25.0 | 8 | D | OSC12 SLS + wash | OSC12 SLS + wash | F 6.60->9.10 Hz D 50->50% L 0->50 | F 60.00->60.00 Hz D 50->50% L 0->5 | F 6.60->9.10 Hz D 50->50% L 0->5 | F 60.00->60.00 Hz D 50->50% L 0->50
Interim Intervention/Control 2 | 39 | 04:25.0-04:27.0 | 2 | D | Dark | Dark | F 60.00->60.00 Hz D 50->50% L 0->0 | F 60.00->60.00 Hz D 50->50% L 0->0 | F 60.00->60.00 Hz D 50->50% L 0->0 | F 60.00->60.00 Hz D 50->50% L 0->0
Interim Intervention/Control 2 | 40 | 04:27.0-04:39.0 | 12 | D | OSC12 SLS + wash | OSC12 SLS + wash | F 9.10->5.86 Hz D 55->65% L 0->40 | F 60.00->60.00 Hz D 50->50% L 0->4 | F 9.10->5.86 Hz D 55->65% L 0->4 | F 60.00->60.00 Hz D 50->50% L 0->40
Interim Intervention/Control 2 | 41 | 04:39.0-04:49.0 | 10 | D | OSC12 SLS + wash | OSC12 SLS + wash | F 5.86->7.32 Hz D 50->55% L 10->40 | F 60.00->60.00 Hz D 50->50% L 1->4 | F 5.86->7.32 Hz D 50->55% L 1->4 | F 60.00->60.00 Hz D 50->50% L 10->40
Interim Intervention/Control 2 | 42 | 04:49.0-04:58.0 | 9 | D | OSC12 SLS + wash | OSC12 SLS + wash | F 7.32->13.50 Hz D 65->75% L 40->10 | F 60.00->60.00 Hz D 50->50% L 4->1 | F 7.32->13.50 Hz D 65->75% L 4->1 | F 60.00->60.00 Hz D 50->50% L 40->10
Interim Intervention/Control 2 | 43 | 04:58.0-04:59.0 | 1 | Cooldown | Wash | Wash | F 60.00->60.00 Hz D 50->50% L 8->7 | F 60.00->60.00 Hz D 50->50% L 8->7 | F 60.00->60.00 Hz D 50->50% L 8->7 | F 60.00->60.00 Hz D 50->50% L 8->7
Interim Intervention/Control 2 | 44 | 04:59.0-05:00.0 | 1 | Cooldown | Wash | Wash | F 60.00->60.00 Hz D 50->50% L 7->6 | F 60.00->60.00 Hz D 50->50% L 7->6 | F 60.00->60.00 Hz D 50->50% L 7->6 | F 60.00->60.00 Hz D 50->50% L 7->6
Interim Intervention/Control 2 | 45 | 05:00.0-05:01.0 | 1 | Cooldown | Wash | Wash | F 60.00->60.00 Hz D 50->50% L 6->5 | F 60.00->60.00 Hz D 50->50% L 6->5 | F 60.00->60.00 Hz D 50->50% L 6->5 | F 60.00->60.00 Hz D 50->50% L 6->5
Interim Intervention/Control 2 | 46 | 05:01.0-05:02.0 | 1 | Cooldown | Wash | Wash | F 60.00->60.00 Hz D 50->50% L 5->4 | F 60.00->60.00 Hz D 50->50% L 5->4 | F 60.00->60.00 Hz D 50->50% L 5->4 | F 60.00->60.00 Hz D 50->50% L 5->4
Interim Intervention/Control 2 | 47 | 05:02.0-05:03.0 | 1 | Cooldown | Wash | Wash | F 60.00->60.00 Hz D 50->50% L 4->3 | F 60.00->60.00 Hz D 50->50% L 4->3 | F 60.00->60.00 Hz D 50->50% L 4->3 | F 60.00->60.00 Hz D 50->50% L 4->3
Interim Intervention/Control 2 | 48 | 05:03.0-05:04.0 | 1 | Cooldown | Wash | Wash | F 60.00->60.00 Hz D 50->50% L 3->2 | F 60.00->60.00 Hz D 50->50% L 3->2 | F 60.00->60.00 Hz D 50->50% L 3->2 | F 60.00->60.00 Hz D 50->50% L 3->2
Interim Intervention/Control 2 | 49 | 05:04.0-05:05.0 | 1 | Cooldown | Wash | Wash | F 60.00->60.00 Hz D 50->50% L 2->1 | F 60.00->60.00 Hz D 50->50% L 2->1 | F 60.00->60.00 Hz D 50->50% L 2->1 | F 60.00->60.00 Hz D 50->50% L 2->1
Interim Intervention/Control 2 | 50 | 05:05.0-05:06.0 | 1 | Cooldown | Wash | Wash | F 60.00->60.00 Hz D 50->50% L 1->0 | F 60.00->60.00 Hz D 50->50% L 1->0 | F 60.00->60.00 Hz D 50->50% L 1->0 | F 60.00->60.00 Hz D 50->50% L 1->0

## Parameter Bins
Operational Parameter Bins Used to Classify Stimulation Intensity
Frequency, duty cycle, and luminance values were grouped into low, medium, and high bins to support descriptive comparison of stimulation profiles across sequences. These bins are operational classifications rather than clinical thresholds.
parameter | low | medium | high | special_phase
Frequency | 3–7 Hz | 7–11 Hz | 11–15 Hz | Wash phase = 60 Hz
Duty cycle | 25–40% ON | 40–60% ON | 60–75% ON | N/A
Luminance | 10–30% | 30–70% | 70–100% | Full darkness = 0%

## Sonata Form Structure
Sonata-Form-Inspired Sequence-Generation Logic
This table summarises the algorithmic logic used to translate sonata-form musical structure into stroboscopic stimulation sequences.
Musical features such as dynamic intensity, note density, harmonic tension, and rhythmic complexity were mapped onto stimulation parameters to preserve broad formal progression while remaining within device and tolerability constraints.
step | component | operation | equation_or_rule | purpose
1 | Musical source selection | Five sonatas were used as structural templates. | Mozart K.545; Schubert D.960; Beethoven Op.13, Op.53, Op.27 No.2 | To generate varied but musically structured SLS envelopes.
2 | Feature extraction | MIDI/MusicXML files were parsed to estimate dynamic intensity, note density, harmonic tension, and rhythmic complexity. | D(t), N(t), H(t), R(t) | To convert musical structure into time-varying stimulation intensity.
3 | Dynamic mapping | Nominal dynamic markings were mapped to scalar values. | p = 0.20; mp = 0.35; mf = 0.50; f = 0.80; ff = 1.00 | To provide an interpretable musical intensity anchor.
4 | Master intensity curve | Extracted musical features were combined into a smoothed intensity trajectory. | I(t) = 0.4D(t) + 0.3N(t) + 0.2H(t) + 0.1R(t) | To produce a single continuous control signal.
5 | Frequency mapping | Intensity was linearly mapped onto the active SLS frequency range. | f(t) = 3 + 12I(t); range = 3–15 Hz | To keep active stimulation within the WP1-acceptable frequency range.
6 | Duty-cycle mapping | Intensity was mapped to pulse width. | d(t) = 25 + 50I(t); range = 25–75% ON | To increase pulse salience during higher-intensity passages.
7 | Luminance mapping | Intensity was mapped to brightness. | L(t) = 10 + 90I(t); range = 10–100% | To increase perceived intensity while preserving a bounded luminance range.
8 | Sonata-form envelope | Each sequence was shaped into exposition, development, and resolution phases. | 0–105 s; 105–240 s; 240–300 s | To preserve a recognisable opening, peak, and tapering structure.
9 | Special phases | Wash-light and full-darkness intervals were inserted where appropriate. | Wash = all oscillators at 60 Hz; darkness = luminance 0 | To provide perceptual contrast and transitional structure.
10 | Rendering and export | Final arrays were rendered and exported for RX1 deployment. | Rendering = 10 Hz (100 ms); output = [f(t), d(t), L(t)] .txt/STP arrays | To create device-ready SLS sequences.

## Sequence Condensation
Sequence-Condensation Criteria for Deriving Shorter Interim Stimulation Sequences
This table describes the rules used to condense longer candidate stimulation sequences into shorter interim-study sequences.
Candidate windows were selected to preserve proportional segment structure and representative frequency/luminance characteristics while avoiding arbitrary rescaling of the original sequence.
step | criterion | operational_definition | equation_or_rule | interpretation
1 | Compression factor | A 30-minute candidate sequence was condensed to a shorter Interim Study sequence. | alpha = T_condensed / T_original | Defines the target temporal reduction.
2 | Segment proportionality | Each original segment contributed proportionally to the condensed sequence. | T'_S = alpha × T_S | Prevents over- or under-representation of any major structural phase.
3 | Cumulative duration function | Candidate windows were located using cumulative step durations. | C_k = sum_{i=1}^{k} d_i | Allows contiguous windows to be selected from the original sequence.
4 | Candidate window selection | Candidate windows were required to approximate the target compressed duration. | C_end − C_start ≈ T'_S | Preserves temporal density while avoiding arbitrary rescaling.
5 | Frequency centroid | The amplitude-weighted frequency centroid was calculated for each segment. | f_c = sum(f_i A_i) / sum(A_i) | Summarises the dominant frequency content of the segment.
6 | Luminance centroid | The duration-weighted luminance centroid was calculated for each segment. | L_c = sum(L_i T_i) / sum(T_i) | Summarises the dominant brightness level of the segment.
7 | Within-window deviation | Candidate windows were scored by frequency and luminance deviation from their centroids. | E(W_k) = sigma^2_freq(W_k) + sigma^2_lum(W_k) | Lower values indicate better parameter representativeness.
8 | Transition penalty | Candidate windows were penalised for abrupt boundary discontinuities. | E_total(W_k) = E(W_k) + lambda(Delta_freq + Delta_lum) | Favours smooth transitions between retained snippets.
9 | Duty-cycle contrast scaling | Duty cycles were adjusted to preserve relative contrast structure. | D' = D_min + (D − D_min)(C_new / C_original) | Keeps pulse-width variation proportional after condensation.
10 | Perceptual luminance scaling | A logarithmic brightness transform was used to reduce oversaturation at high intensities. | L' = L_ref × log2(1 + L / L_base) | Maintains perceptual gradation across low and high brightness periods.
11 | Final snippet selection | The candidate with lowest combined deviation and acceptable continuity was selected. | minimise: sigma^2_freq + sigma^2_lum + transition penalty | Produces a condensed sequence that remains representative of the original.

## WP2 Parameters
WP2 Intervention and Control Stimulation Parameters
This table provides the full time-resolved WP2 stimulation schedule by condition, oscillator grouping, step, section, timing, phase, frequency, duty cycle, and luminance.
Wash-light phases are represented by 60 Hz frequency values and are distinguished from lower-frequency flicker phases by the phase and section labels.
condition | oscillator | step | section | start | end | duration_s | phase | frequency_hz | duty_percent | luminance
Intervention | OSC1–2 | 1 | Warmup | 00:00.0 | 00:01.0 | 1 | Wash | 60.00→60.00 | 50→50 | 0→1
Intervention | OSC3–4 | 1 | Warmup | 00:00.0 | 00:01.0 | 1 | Wash | 60.00→60.00 | 50→50 | 0→1
Intervention | OSC1–2 | 2 | Warmup | 00:01.0 | 00:02.0 | 1 | Wash | 60.00→60.00 | 50→50 | 1→4
Intervention | OSC3–4 | 2 | Warmup | 00:01.0 | 00:02.0 | 1 | Wash | 60.00→60.00 | 50→50 | 1→4
Intervention | OSC1–2 | 3 | Warmup | 00:02.0 | 00:03.0 | 1 | Wash | 60.00→60.00 | 50→50 | 4→7
Intervention | OSC3–4 | 3 | Warmup | 00:02.0 | 00:03.0 | 1 | Wash | 60.00→60.00 | 50→50 | 4→7
Intervention | OSC1–2 | 4 | Warmup | 00:03.0 | 00:04.0 | 1 | Wash | 60.00→60.00 | 50→50 | 7→10
Intervention | OSC3–4 | 4 | Warmup | 00:03.0 | 00:04.0 | 1 | Wash | 60.00→60.00 | 50→50 | 7→10
Intervention | OSC1–2 | 5 | Warmup | 00:04.0 | 00:05.0 | 1 | Wash | 60.00→60.00 | 50→50 | 10→13
Intervention | OSC3–4 | 5 | Warmup | 00:04.0 | 00:05.0 | 1 | Wash | 60.00→60.00 | 50→50 | 10→13
Intervention | OSC1–2 | 6 | Warmup | 00:05.0 | 00:06.0 | 1 | Wash | 60.00→60.00 | 50→50 | 13→16
Intervention | OSC3–4 | 6 | Warmup | 00:05.0 | 00:06.0 | 1 | Wash | 60.00→60.00 | 50→50 | 13→16
Intervention | OSC1–2 | 7 | Warmup | 00:06.0 | 00:07.0 | 1 | Wash | 60.00→60.00 | 50→50 | 19→22
Intervention | OSC3–4 | 7 | Warmup | 00:06.0 | 00:07.0 | 1 | Wash | 60.00→60.00 | 50→50 | 19→22
Intervention | OSC1–2 | 8 | Warmup | 00:07.0 | 00:08.0 | 1 | Wash | 60.00→60.00 | 50→50 | 22→25
Intervention | OSC3–4 | 8 | Warmup | 00:07.0 | 00:08.0 | 1 | Wash | 60.00→60.00 | 50→50 | 22→25
Intervention | OSC1–2 | 9 | Warmup | 00:08.0 | 00:09.0 | 1 | Wash | 60.00→60.00 | 50→50 | 25→28
Intervention | OSC3–4 | 9 | Warmup | 00:08.0 | 00:09.0 | 1 | Wash | 60.00→60.00 | 50→50 | 25→28
Intervention | OSC1–2 | 10 | Warmup | 00:09.0 | 00:10.0 | 1 | Wash | 60.00→60.00 | 50→50 | 28→31
Intervention | OSC3–4 | 10 | Warmup | 00:09.0 | 00:10.0 | 1 | Wash | 60.00→60.00 | 50→50 | 28→31
Intervention | OSC1–2 | 11 | Warmup | 00:10.0 | 00:11.0 | 1 | Wash | 60.00→60.00 | 50→50 | 31→34
Intervention | OSC3–4 | 11 | Warmup | 00:10.0 | 00:11.0 | 1 | Wash | 60.00→60.00 | 50→50 | 31→34
Intervention | OSC1–2 | 12 | Warmup | 00:11.0 | 00:12.0 | 1 | Wash | 60.00→60.00 | 50→50 | 34→37
Intervention | OSC3–4 | 12 | Warmup | 00:11.0 | 00:12.0 | 1 | Wash | 60.00→60.00 | 50→50 | 34→37
Intervention | OSC1–2 | 13 | Warmup | 00:12.0 | 00:13.0 | 1 | Wash | 60.00→60.00 | 50→50 | 37→40
Intervention | OSC3–4 | 13 | Warmup | 00:12.0 | 00:13.0 | 1 | Wash | 60.00→60.00 | 50→50 | 37→40
Intervention | OSC1–2 | 14 | Warmup | 00:13.0 | 00:14.0 | 1 | Wash | 60.00→60.00 | 50→50 | 40→43
Intervention | OSC3–4 | 14 | Warmup | 00:13.0 | 00:14.0 | 1 | Wash | 60.00→60.00 | 50→50 | 40→43
Intervention | OSC1–2 | 15 | Warmup | 00:14.0 | 00:15.0 | 1 | Wash | 60.00→60.00 | 50→50 | 43→46
Intervention | OSC3–4 | 15 | Warmup | 00:14.0 | 00:15.0 | 1 | Wash | 60.00→60.00 | 50→50 | 43→46
Intervention | OSC1–2 | 16 | Warmup | 00:15.0 | 00:16.0 | 1 | Wash | 60.00→60.00 | 50→50 | 46→49
Intervention | OSC3–4 | 16 | Warmup | 00:15.0 | 00:16.0 | 1 | Wash | 60.00→60.00 | 50→50 | 46→49
Intervention | OSC1–2 | 17 | Warmup | 00:16.0 | 00:17.0 | 1 | Wash | 60.00→60.00 | 50→50 | 49→52
Intervention | OSC3–4 | 17 | Warmup | 00:16.0 | 00:17.0 | 1 | Wash | 60.00→60.00 | 50→50 | 49→52
Intervention | OSC1–2 | 18 | Warmup | 00:17.0 | 00:18.0 | 1 | Wash | 60.00→60.00 | 50→50 | 52→55
Intervention | OSC3–4 | 18 | Warmup | 00:17.0 | 00:18.0 | 1 | Wash | 60.00→60.00 | 50→50 | 52→55
Intervention | OSC1–2 | 19 | Warmup | 00:18.0 | 00:19.0 | 1 | Wash | 60.00→60.00 | 50→50 | 55→58
Intervention | OSC3–4 | 19 | Warmup | 00:18.0 | 00:19.0 | 1 | Wash | 60.00→60.00 | 50→50 | 55→58
Intervention | OSC1–2 | 20 | Warmup | 00:19.0 | 00:20.0 | 1 | Wash | 60.00→60.00 | 50→50 | 58→61
Intervention | OSC3–4 | 20 | Warmup | 00:19.0 | 00:20.0 | 1 | Wash | 60.00→60.00 | 50→50 | 58→61
Intervention | OSC1–2 | 21 | Warmup | 00:20.0 | 00:21.0 | 1 | Wash | 60.00→60.00 | 50→50 | 61→64
Intervention | OSC3–4 | 21 | Warmup | 00:20.0 | 00:21.0 | 1 | Wash | 60.00→60.00 | 50→50 | 61→64
Intervention | OSC1–2 | 22 | Warmup | 00:21.0 | 00:22.0 | 1 | Wash | 60.00→60.00 | 50→50 | 64→67
Intervention | OSC3–4 | 22 | Warmup | 00:21.0 | 00:22.0 | 1 | Wash | 60.00→60.00 | 50→50 | 64→67
Intervention | OSC1–2 | 23 | Warmup | 00:22.0 | 00:23.0 | 1 | Wash | 60.00→60.00 | 50→50 | 67→70
Intervention | OSC3–4 | 23 | Warmup | 00:22.0 | 00:23.0 | 1 | Wash | 60.00→60.00 | 50→50 | 67→70
Intervention | OSC1–2 | 24 | Warmup | 00:23.0 | 00:24.0 | 1 | Wash | 60.00→60.00 | 50→50 | 70→75
Intervention | OSC3–4 | 24 | Warmup | 00:23.0 | 00:24.0 | 1 | Wash | 60.00→60.00 | 50→50 | 70→75
Intervention | OSC1–2 | 25 | Segment A opening | 00:24.0 | 00:34.0 | 10 | Wash | 60.00→60.00 | 50→50 | 15→50
Intervention | OSC3–4 | 25 | Segment A opening | 00:24.0 | 00:34.0 | 10 | Wash | 60.00→60.00 | 50→50 | 15→0
Intervention | OSC1–2 | 26 | Segment A opening | 00:34.0 | 00:49.0 | 15 | SLS + wash | 7.32→3.75 | 50→50 | 10→40
Intervention | OSC3–4 | 26 | Segment A opening | 00:34.0 | 00:49.0 | 15 | SLS + wash | 60.00→60.00 | 50→50 | 1→4
Intervention | OSC1–2 | 27 | Segment A opening | 00:49.0 | 01:09.0 | 20 | SLS + wash | 3.75→4.69 | 45→55 | 0→40
Intervention | OSC3–4 | 27 | Segment A opening | 00:49.0 | 01:09.0 | 20 | SLS + wash | 60.00→60.00 | 50→50 | 40→0
Intervention | OSC1–2 | 28 | Segment A opening | 01:09.0 | 01:34.0 | 25 | SLS + wash | 5.69→6.86 | 50→60 | 10→40
Intervention | OSC3–4 | 28 | Segment A opening | 01:09.0 | 01:34.0 | 25 | SLS + wash | 60.00→60.00 | 50→50 | 1→4
Intervention | OSC1–2 | 29 | Segment A opening | 01:34.0 | 02:04.0 | 30 | SLS + wash | 6.86→7.32 | 55→65 | 10→40
Intervention | OSC3–4 | 29 | Segment A opening | 01:34.0 | 02:04.0 | 30 | SLS + wash | 60.00→60.00 | 50→50 | 1→4
Intervention | OSC1–2 | 30 | Segment A opening | 02:04.0 | 02:19.0 | 15 | SLS + wash | 7.32→9.10 | 60→70 | 10→40
Intervention | OSC3–4 | 30 | Segment A opening | 02:04.0 | 02:19.0 | 15 | SLS + wash | 60.00→60.00 | 50→50 | 1→4
Intervention | OSC1–2 | 31 | Segment A opening | 02:19.0 | 02:31.0 | 12 | Wash | 60.00→60.00 | 50→50 | 1→40
Intervention | OSC3–4 | 31 | Segment A opening | 02:19.0 | 02:31.0 | 12 | Wash | 60.00→60.00 | 50→50 | 0→40
Intervention | OSC1–2 | 32 | Segment A dark | 02:31.0 | 02:33.0 | 2 | Dark | 60.00→60.00 | 50→50 | 0→0
Intervention | OSC3–4 | 32 | Segment A dark | 02:31.0 | 02:33.0 | 2 | Dark | 60.00→60.00 | 50→50 | 0→0
Intervention | OSC1–2 | 33 | Segment A continuation | 02:33.0 | 02:51.0 | 18 | SLS + wash | 13.50→7.32 | 50→50 | 10→60
Intervention | OSC3–4 | 33 | Segment A continuation | 02:33.0 | 02:51.0 | 18 | SLS + wash | 60.00→60.00 | 50→50 | 10→60
Intervention | OSC1–2 | 34 | Segment A continuation | 02:51.0 | 03:15.0 | 24 | SLS + wash | 7.32→9.10 | 60→70 | 10→40
Intervention | OSC3–4 | 34 | Segment A continuation | 02:51.0 | 03:15.0 | 24 | SLS + wash | 60.00→60.00 | 50→50 | 1→4
Intervention | OSC1–2 | 35 | Segment A continuation | 03:15.0 | 03:37.0 | 22 | SLS + wash | 9.00→13.50 | 63→75 | 10→40
Intervention | OSC3–4 | 35 | Segment A continuation | 03:15.0 | 03:37.0 | 22 | SLS + wash | 60.00→60.00 | 50→50 | 1→4
Intervention | OSC1–2 | 36 | Segment A continuation | 03:37.0 | 03:57.0 | 20 | SLS + wash | 13.50→15.00 | 65→75 | 10→40
Intervention | OSC3–4 | 36 | Segment A continuation | 03:37.0 | 03:57.0 | 20 | SLS + wash | 60.00→60.00 | 50→50 | 1→4
Intervention | OSC1–2 | 37 | Segment A continuation | 03:57.0 | 04:12.0 | 15 | SLS + wash | 14.52→7.32 | 50→70 | 10→40
Intervention | OSC3–4 | 37 | Segment A continuation | 03:57.0 | 04:12.0 | 15 | SLS + wash | 60.00→60.00 | 50→50 | 1→4
Intervention | OSC1–2 | 38 | Segment A continuation | 04:12.0 | 04:22.0 | 10 | SLS + wash | 7.32→14.52 | 60→75 | 10→40
Intervention | OSC3–4 | 38 | Segment A continuation | 04:12.0 | 04:22.0 | 10 | SLS + wash | 60.00→60.00 | 50→50 | 1→4
Intervention | OSC1–2 | 39 | Segment A continuation | 04:22.0 | 04:30.0 | 8 | SLS + wash | 14.52→15.00 | 75→75 | 10→40
Intervention | OSC3–4 | 39 | Segment A continuation | 04:22.0 | 04:30.0 | 8 | SLS + wash | 60.00→60.00 | 50→50 | 1→4
Intervention | OSC1–2 | 40 | Segment A continuation | 04:30.0 | 04:37.0 | 7 | SLS + wash | 15.00→15.00 | 75→75 | 10→40
Intervention | OSC3–4 | 40 | Segment A continuation | 04:30.0 | 04:37.0 | 7 | SLS + wash | 60.00→60.00 | 50→50 | 1→4
Intervention | OSC1–2 | 41 | Segment A continuation | 04:37.0 | 04:55.0 | 18 | SLS + wash | 15.00→9.10 | 50→50 | 0→40
Intervention | OSC3–4 | 41 | Segment A continuation | 04:37.0 | 04:55.0 | 18 | SLS + wash | 60.00→60.00 | 50→50 | 40→0
Intervention | OSC1–2 | 42 | Segment A continuation | 04:55.0 | 05:10.0 | 15 | SLS + wash | 9.10→4.69 | 55→65 | 0→40
Intervention | OSC3–4 | 42 | Segment A continuation | 04:55.0 | 05:10.0 | 15 | SLS + wash | 60.00→60.00 | 50→50 | 0→40
Intervention | OSC1–2 | 43 | Segment A continuation | 05:10.0 | 05:20.0 | 10 | Wash | 60.00→60.00 | 50→50 | 0→75
Intervention | OSC3–4 | 43 | Segment A continuation | 05:10.0 | 05:20.0 | 10 | Wash | 60.00→60.00 | 50→50 | 0→75
Intervention | OSC1–2 | 44 | A/B dark | 05:20.0 | 05:23.0 | 3 | Dark | 60.00→60.00 | 50→50 | 0→0
Intervention | OSC3–4 | 44 | A/B dark | 05:20.0 | 05:23.0 | 3 | Dark | 60.00→60.00 | 50→50 | 0→0
Intervention | OSC1–2 | 45 | Segment B | 05:23.0 | 05:28.0 | 5 | Wash | 60.00→60.00 | 50→50 | 0→35
Intervention | OSC3–4 | 45 | Segment B | 05:23.0 | 05:28.0 | 5 | Wash | 60.00→60.00 | 50→50 | 0→2
Intervention | OSC1–2 | 46 | Segment B | 05:28.0 | 05:38.0 | 10 | Wash | 60.00→60.00 | 50→50 | 0→75
Intervention | OSC3–4 | 46 | Segment B | 05:28.0 | 05:38.0 | 10 | Wash | 60.00→60.00 | 50→50 | 0→3
Intervention | OSC1–2 | 47 | Segment B | 05:38.0 | 05:53.0 | 15 | SLS + wash | 7.32→6.60 | 50→53 | 0→40
Intervention | OSC3–4 | 47 | Segment B | 05:38.0 | 05:53.0 | 15 | SLS + wash | 60.00→60.00 | 50→50 | 0→4
Intervention | OSC1–2 | 48 | Segment B | 05:53.0 | 06:08.0 | 15 | SLS + wash | 6.60→4.69 | 53→55 | 10→40
Intervention | OSC3–4 | 48 | Segment B | 05:53.0 | 06:08.0 | 15 | SLS + wash | 60.00→60.00 | 50→50 | 1→4
Intervention | OSC1–2 | 49 | Segment B | 06:08.0 | 06:28.0 | 20 | SLS + wash | 5.86→7.32 | 55→60 | 40→10
Intervention | OSC3–4 | 49 | Segment B | 06:08.0 | 06:28.0 | 20 | SLS + wash | 60.00→60.00 | 50→50 | 4→1
Intervention | OSC1–2 | 50 | Segment B | 06:28.0 | 06:48.0 | 20 | SLS + wash | 7.32→9.10 | 60→65 | 10→40
Intervention | OSC3–4 | 50 | Segment B | 06:28.0 | 06:48.0 | 20 | SLS + wash | 60.00→60.00 | 50→50 | 1→4
Intervention | OSC1–2 | 51 | Segment B | 06:48.0 | 06:58.0 | 10 | SLS + wash | 9.10→5.86 | 50→50 | 0→40
Intervention | OSC3–4 | 51 | Segment B | 06:48.0 | 06:58.0 | 10 | SLS + wash | 60.00→60.00 | 50→50 | 30→0
Intervention | OSC1–2 | 52 | Segment B | 06:58.0 | 07:14.0 | 16 | SLS + wash | 5.86→7.32 | 50→50 | 0→60
Intervention | OSC3–4 | 52 | Segment B | 06:58.0 | 07:14.0 | 16 | SLS + wash | 60.00→60.00 | 50→50 | 60→0
Intervention | OSC1–2 | 53 | Segment B | 07:14.0 | 07:24.0 | 10 | SLS + wash | 7.32→9.10 | 60→65 | 0→40
Intervention | OSC3–4 | 53 | Segment B | 07:14.0 | 07:24.0 | 10 | SLS + wash | 60.00→60.00 | 50→50 | 0→4
Intervention | OSC1–2 | 54 | Segment B | 07:24.0 | 07:39.0 | 15 | SLS + wash | 9.00→13.50 | 63→55 | 40→70
Intervention | OSC3–4 | 54 | Segment B | 07:24.0 | 07:39.0 | 15 | SLS + wash | 60.00→60.00 | 50→50 | 4→7
Intervention | OSC1–2 | 55 | Segment B | 07:39.0 | 07:59.0 | 20 | SLS + wash | 13.50→15.00 | 48→40 | 70→40
Intervention | OSC3–4 | 55 | Segment B | 07:39.0 | 07:59.0 | 20 | SLS + wash | 60.00→60.00 | 50→50 | 7→4
Intervention | OSC1–2 | 56 | Segment B | 07:59.0 | 08:14.0 | 15 | SLS + wash | 14.52→7.32 | 40→60 | 10→60
Intervention | OSC3–4 | 56 | Segment B | 07:59.0 | 08:14.0 | 15 | SLS + wash | 60.00→60.00 | 50→50 | 1→6
Intervention | OSC1–2 | 57 | Segment B | 08:14.0 | 08:34.0 | 20 | SLS + wash | 7.32→14.52 | 75→75 | 0→76
Intervention | OSC3–4 | 57 | Segment B | 08:14.0 | 08:34.0 | 20 | SLS + wash | 60.00→60.00 | 50→50 | 0→8
Intervention | OSC1–2 | 58 | Segment B | 08:34.0 | 08:49.0 | 15 | SLS + wash | 14.52→15.00 | 75→50 | 76→81
Intervention | OSC3–4 | 58 | Segment B | 08:34.0 | 08:49.0 | 15 | SLS + wash | 60.00→60.00 | 50→50 | 8→8
Intervention | OSC1–2 | 59 | Segment B | 08:49.0 | 08:59.0 | 10 | SLS + wash | 15.00→15.00 | 50→25 | 81→87
Intervention | OSC3–4 | 59 | Segment B | 08:49.0 | 08:59.0 | 10 | SLS + wash | 60.00→60.00 | 50→50 | 8→9
Intervention | OSC1–2 | 60 | Segment B | 08:59.0 | 09:14.0 | 15 | SLS + wash | 15.00→15.00 | 50→50 | 0→100
Intervention | OSC3–4 | 60 | Segment B | 08:59.0 | 09:14.0 | 15 | SLS + wash | 60.00→60.00 | 50→50 | 0→100
Intervention | OSC1–2 | 61 | Segment B | 09:14.0 | 09:29.0 | 15 | SLS + wash | 15.00→7.32 | 60→65 | 0→40
Intervention | OSC3–4 | 61 | Segment B | 09:14.0 | 09:29.0 | 15 | SLS + wash | 60.00→60.00 | 50→50 | 0→4
Intervention | OSC1–2 | 62 | Segment B | 09:29.0 | 09:44.0 | 15 | SLS + wash | 9.00→13.50 | 63→55 | 40→70
Intervention | OSC3–4 | 62 | Segment B | 09:29.0 | 09:44.0 | 15 | SLS + wash | 60.00→60.00 | 50→50 | 4→7
Intervention | OSC1–2 | 63 | Segment B | 09:44.0 | 09:59.0 | 15 | SLS + wash | 14.52→7.32 | 60→75 | 70→40
Intervention | OSC3–4 | 63 | Segment B | 09:44.0 | 09:59.0 | 15 | SLS + wash | 60.00→60.00 | 50→50 | 7→4
Intervention | OSC1–2 | 64 | Segment B | 09:59.0 | 10:09.0 | 10 | SLS + wash | 7.32→15.00 | 50→75 | 10→60
Intervention | OSC3–4 | 64 | Segment B | 09:59.0 | 10:09.0 | 10 | SLS + wash | 60.00→60.00 | 50→50 | 1→6
Intervention | OSC1–2 | 65 | Segment B | 10:09.0 | 10:29.0 | 20 | Wash | 60.00→60.00 | 50→50 | 60→0
Intervention | OSC3–4 | 65 | Segment B | 10:09.0 | 10:29.0 | 20 | Wash | 60.00→60.00 | 50→50 | 2→0
Intervention | OSC1–2 | 66 | Segment B | 10:29.0 | 10:39.0 | 10 | SLS + wash | 9.10→4.69 | 50→50 | 0→75
Intervention | OSC3–4 | 66 | Segment B | 10:29.0 | 10:39.0 | 10 | SLS + wash | 60.00→60.00 | 50→50 | 0→75
Intervention | OSC1–2 | 67 | Segment B | 10:39.0 | 10:44.0 | 5 | Wash | 60.00→60.00 | 50→50 | 75→0
Intervention | OSC3–4 | 67 | Segment B | 10:39.0 | 10:44.0 | 5 | Wash | 60.00→60.00 | 50→50 | 75→0
Intervention | OSC1–2 | 68 | B/C1 dark | 10:44.0 | 10:47.0 | 3 | Dark | 60.00→60.00 | 50→50 | 0→0
Intervention | OSC3–4 | 68 | B/C1 dark | 10:44.0 | 10:47.0 | 3 | Dark | 60.00→60.00 | 50→50 | 0→0
Intervention | OSC1–2 | 69 | Segment C1 | 10:47.0 | 10:50.5 | 3.5 | SLS + wash | 3.75→4.69 | 50→53 | 40→10
Intervention | OSC3–4 | 69 | Segment C1 | 10:47.0 | 10:50.5 | 3.5 | SLS + wash | 60.00→60.00 | 50→50 | 4→1
Intervention | OSC1–2 | 70 | Segment C1 | 10:50.5 | 10:54.0 | 3.5 | SLS + wash | 4.69→5.86 | 53→55 | 10→40
Intervention | OSC3–4 | 70 | Segment C1 | 10:50.5 | 10:54.0 | 3.5 | SLS + wash | 60.00→60.00 | 50→50 | 1→4
Intervention | OSC1–2 | 71 | Segment C1 | 10:54.0 | 10:57.5 | 3.5 | SLS + wash | 5.86→7.32 | 55→60 | 40→10
Intervention | OSC3–4 | 71 | Segment C1 | 10:54.0 | 10:57.5 | 3.5 | SLS + wash | 60.00→60.00 | 50→50 | 4→1
Intervention | OSC1–2 | 72 | Segment C1 | 10:57.5 | 11:01.0 | 3.5 | SLS + wash | 7.32→4.69 | 50→53 | 40→10
Intervention | OSC3–4 | 72 | Segment C1 | 10:57.5 | 11:01.0 | 3.5 | SLS + wash | 60.00→60.00 | 50→50 | 4→1
Intervention | OSC1–2 | 73 | Segment C1 | 11:01.0 | 11:04.5 | 3.5 | SLS + wash | 4.69→5.86 | 53→55 | 10→40
Intervention | OSC3–4 | 73 | Segment C1 | 11:01.0 | 11:04.5 | 3.5 | SLS + wash | 60.00→60.00 | 50→50 | 1→4
Intervention | OSC1–2 | 74 | Segment C1 | 11:04.5 | 11:08.0 | 3.5 | SLS + wash | 5.86→7.32 | 55→60 | 40→10
Intervention | OSC3–4 | 74 | Segment C1 | 11:04.5 | 11:08.0 | 3.5 | SLS + wash | 60.00→60.00 | 50→50 | 4→1
Intervention | OSC1–2 | 75 | Segment C1 | 11:08.0 | 11:15.0 | 7 | SLS + wash | 9.10→7.32 | 50→60 | 10→40
Intervention | OSC3–4 | 75 | Segment C1 | 11:08.0 | 11:15.0 | 7 | SLS + wash | 60.00→60.00 | 50→50 | 10→40
Intervention | OSC1–2 | 76 | Segment C1 | 11:15.0 | 11:18.5 | 3.5 | SLS + wash | 7.32→9.10 | 60→65 | 10→40
Intervention | OSC3–4 | 76 | Segment C1 | 11:15.0 | 11:18.5 | 3.5 | SLS + wash | 60.00→60.00 | 50→50 | 1→4
Intervention | OSC1–2 | 77 | Segment C1 | 11:18.5 | 11:22.0 | 3.5 | SLS + wash | 9.00→13.50 | 63→55 | 70→40
Intervention | OSC3–4 | 77 | Segment C1 | 11:18.5 | 11:22.0 | 3.5 | SLS + wash | 60.00→60.00 | 50→50 | 7→4
Intervention | OSC1–2 | 78 | Segment C1 | 11:22.0 | 11:25.5 | 3.5 | SLS + wash | 13.50→15.00 | 48→40 | 70→40
Intervention | OSC3–4 | 78 | Segment C1 | 11:22.0 | 11:25.5 | 3.5 | SLS + wash | 60.00→60.00 | 50→50 | 7→4
Intervention | OSC1–2 | 79 | Segment C1 | 11:25.5 | 11:29.0 | 3.5 | SLS + wash | 15.00→9.10 | 60→65 | 10→40
Intervention | OSC3–4 | 79 | Segment C1 | 11:25.5 | 11:29.0 | 3.5 | SLS + wash | 60.00→60.00 | 50→50 | 1→4
Intervention | OSC1–2 | 80 | Segment C1 | 11:29.0 | 11:32.5 | 3.5 | SLS + wash | 9.00→13.50 | 63→55 | 70→40
Intervention | OSC3–4 | 80 | Segment C1 | 11:29.0 | 11:32.5 | 3.5 | SLS + wash | 60.00→60.00 | 50→50 | 7→4
Intervention | OSC1–2 | 81 | Segment C1 | 11:32.5 | 11:36.0 | 3.5 | SLS + wash | 13.50→15.00 | 48→40 | 70→40
Intervention | OSC3–4 | 81 | Segment C1 | 11:32.5 | 11:36.0 | 3.5 | SLS + wash | 60.00→60.00 | 50→50 | 7→4
Intervention | OSC1–2 | 82 | Segment C1 | 11:36.0 | 11:43.0 | 7 | SLS + wash | 15.00→13.50 | 40→60 | 10→60
Intervention | OSC3–4 | 82 | Segment C1 | 11:36.0 | 11:43.0 | 7 | SLS + wash | 60.00→60.00 | 50→50 | 10→60
Intervention | OSC1–2 | 83 | Segment C1 | 11:43.0 | 11:46.5 | 3.5 | SLS + wash | 13.50→14.52 | 75→75 | 76→81
Intervention | OSC3–4 | 83 | Segment C1 | 11:43.0 | 11:46.5 | 3.5 | SLS + wash | 60.00→60.00 | 50→50 | 8→8
Intervention | OSC1–2 | 84 | Segment C1 | 11:46.5 | 11:50.0 | 3.5 | SLS + wash | 14.52→15.00 | 75→50 | 81→87
Intervention | OSC3–4 | 84 | Segment C1 | 11:46.5 | 11:50.0 | 3.5 | SLS + wash | 60.00→60.00 | 50→50 | 8→9
Intervention | OSC1–2 | 85 | Segment C1 | 11:50.0 | 11:53.5 | 3.5 | SLS + wash | 15.00→15.00 | 50→25 | 87→93
Intervention | OSC3–4 | 85 | Segment C1 | 11:50.0 | 11:53.5 | 3.5 | SLS + wash | 60.00→60.00 | 50→50 | 9→9
Intervention | OSC1–2 | 86 | Segment C1 | 11:53.5 | 11:57.0 | 3.5 | SLS + wash | 15.00→14.52 | 75→75 | 76→81
Intervention | OSC3–4 | 86 | Segment C1 | 11:53.5 | 11:57.0 | 3.5 | SLS + wash | 60.00→60.00 | 50→50 | 8→8
Intervention | OSC1–2 | 87 | Segment C1 | 11:57.0 | 12:00.5 | 3.5 | SLS + wash | 14.52→15.00 | 75→50 | 81→87
Intervention | OSC3–4 | 87 | Segment C1 | 11:57.0 | 12:00.5 | 3.5 | SLS + wash | 60.00→60.00 | 50→50 | 8→9
Intervention | OSC1–2 | 88 | Segment C1 | 12:00.5 | 12:04.0 | 3.5 | SLS + wash | 15.00→9.10 | 50→25 | 87→93
Intervention | OSC3–4 | 88 | Segment C1 | 12:00.5 | 12:04.0 | 3.5 | SLS + wash | 60.00→60.00 | 50→50 | 9→9
Intervention | OSC1–2 | 89 | Segment C1 | 12:04.0 | 12:11.0 | 7 | SLS + wash | 15.00→15.00 | 25→50 | 10→100
Intervention | OSC3–4 | 89 | Segment C1 | 12:04.0 | 12:11.0 | 7 | SLS + wash | 60.00→60.00 | 50→50 | 10→100
Intervention | OSC1–2 | 90 | Segment C1 | 12:11.0 | 12:14.5 | 3.5 | SLS + wash | 15.00→4.69 | 50→53 | 40→10
Intervention | OSC3–4 | 90 | Segment C1 | 12:11.0 | 12:14.5 | 3.5 | SLS + wash | 60.00→60.00 | 50→50 | 4→1
Intervention | OSC1–2 | 91 | Segment C1 | 12:14.5 | 12:18.0 | 3.5 | SLS + wash | 4.69→5.86 | 53→55 | 10→40
Intervention | OSC3–4 | 91 | Segment C1 | 12:14.5 | 12:18.0 | 3.5 | SLS + wash | 60.00→60.00 | 50→50 | 1→4
Intervention | OSC1–2 | 92 | Segment C1 | 12:18.0 | 12:21.5 | 3.5 | SLS + wash | 5.86→7.32 | 55→60 | 40→10
Intervention | OSC3–4 | 92 | Segment C1 | 12:18.0 | 12:21.5 | 3.5 | SLS + wash | 60.00→60.00 | 50→50 | 4→1
Intervention | OSC1–2 | 93 | Segment C1 | 12:21.5 | 12:25.0 | 3.5 | SLS + wash | 7.32→4.69 | 50→53 | 40→10
Intervention | OSC3–4 | 93 | Segment C1 | 12:21.5 | 12:25.0 | 3.5 | SLS + wash | 60.00→60.00 | 50→50 | 4→1
Intervention | OSC1–2 | 94 | Segment C1 | 12:25.0 | 12:28.5 | 3.5 | SLS + wash | 4.69→5.86 | 53→55 | 10→40
Intervention | OSC3–4 | 94 | Segment C1 | 12:25.0 | 12:28.5 | 3.5 | SLS + wash | 60.00→60.00 | 50→50 | 1→4
Intervention | OSC1–2 | 95 | Segment C1 | 12:28.5 | 12:32.0 | 3.5 | SLS + wash | 5.86→7.32 | 55→60 | 40→10
Intervention | OSC3–4 | 95 | Segment C1 | 12:28.5 | 12:32.0 | 3.5 | SLS + wash | 60.00→60.00 | 50→50 | 4→1
Intervention | OSC1–2 | 96 | Segment C1 | 12:32.0 | 12:35.5 | 3.5 | SLS + wash | 9.10→7.32 | 50→60 | 10→40
Intervention | OSC3–4 | 96 | Segment C1 | 12:32.0 | 12:35.5 | 3.5 | SLS + wash | 60.00→60.00 | 50→50 | 10→40
Intervention | OSC1–2 | 97 | Segment C1 | 12:35.5 | 12:39.0 | 3.5 | SLS + wash | 7.32→9.10 | 60→65 | 10→40
Intervention | OSC3–4 | 97 | Segment C1 | 12:35.5 | 12:39.0 | 3.5 | SLS + wash | 60.00→60.00 | 50→50 | 1→4
Intervention | OSC1–2 | 98 | Segment C1 | 12:39.0 | 12:42.5 | 3.5 | SLS + wash | 9.00→13.50 | 63→55 | 70→40
Intervention | OSC3–4 | 98 | Segment C1 | 12:39.0 | 12:42.5 | 3.5 | SLS + wash | 60.00→60.00 | 50→50 | 7→4
Intervention | OSC1–2 | 99 | Segment C1 | 12:42.5 | 12:46.0 | 3.5 | SLS + wash | 13.50→15.00 | 48→40 | 70→40
Intervention | OSC3–4 | 99 | Segment C1 | 12:42.5 | 12:46.0 | 3.5 | SLS + wash | 60.00→60.00 | 50→50 | 7→4
Intervention | OSC1–2 | 100 | Segment C1 | 12:46.0 | 12:49.5 | 3.5 | SLS + wash | 15.00→9.10 | 60→65 | 10→40
Intervention | OSC3–4 | 100 | Segment C1 | 12:46.0 | 12:49.5 | 3.5 | SLS + wash | 60.00→60.00 | 50→50 | 1→4
Intervention | OSC1–2 | 101 | Segment C1 | 12:49.5 | 12:53.0 | 3.5 | SLS + wash | 9.00→13.50 | 63→55 | 70→40
Intervention | OSC3–4 | 101 | Segment C1 | 12:49.5 | 12:53.0 | 3.5 | SLS + wash | 60.00→60.00 | 50→50 | 7→4
Intervention | OSC1–2 | 102 | Segment C1 | 12:53.0 | 12:56.5 | 3.5 | SLS + wash | 13.50→15.00 | 48→40 | 70→40
Intervention | OSC3–4 | 102 | Segment C1 | 12:53.0 | 12:56.5 | 3.5 | SLS + wash | 60.00→60.00 | 50→50 | 7→4
Intervention | OSC1–2 | 103 | Segment C1 | 12:56.5 | 13:00.0 | 3.5 | SLS + wash | 15.00→13.50 | 40→60 | 10→60
Intervention | OSC3–4 | 103 | Segment C1 | 12:56.5 | 13:00.0 | 3.5 | SLS + wash | 60.00→60.00 | 50→50 | 10→60
Intervention | OSC1–2 | 104 | Segment C1 | 13:00.0 | 13:03.5 | 3.5 | SLS + wash | 13.50→14.52 | 75→75 | 76→81
Intervention | OSC3–4 | 104 | Segment C1 | 13:00.0 | 13:03.5 | 3.5 | SLS + wash | 60.00→60.00 | 50→50 | 8→8
Intervention | OSC1–2 | 105 | Segment C1 | 13:03.5 | 13:07.0 | 3.5 | SLS + wash | 14.52→15.00 | 75→50 | 81→87
Intervention | OSC3–4 | 105 | Segment C1 | 13:03.5 | 13:07.0 | 3.5 | SLS + wash | 60.00→60.00 | 50→50 | 8→9
Intervention | OSC1–2 | 106 | Segment C1 | 13:07.0 | 13:10.5 | 3.5 | SLS + wash | 15.00→9.10 | 50→25 | 87→93
Intervention | OSC3–4 | 106 | Segment C1 | 13:07.0 | 13:10.5 | 3.5 | SLS + wash | 60.00→60.00 | 50→50 | 9→9
Intervention | OSC1–2 | 107 | Segment C1 | 13:10.5 | 13:14.0 | 3.5 | SLS + wash | 15.00→14.52 | 75→75 | 76→81
Intervention | OSC3–4 | 107 | Segment C1 | 13:10.5 | 13:14.0 | 3.5 | SLS + wash | 60.00→60.00 | 50→50 | 8→8
Intervention | OSC1–2 | 108 | Segment C1 | 13:14.0 | 13:17.5 | 3.5 | SLS + wash | 14.52→15.00 | 75→50 | 81→87
Intervention | OSC3–4 | 108 | Segment C1 | 13:14.0 | 13:17.5 | 3.5 | SLS + wash | 60.00→60.00 | 50→50 | 8→9
Intervention | OSC1–2 | 109 | Segment C1 | 13:17.5 | 13:21.0 | 3.5 | SLS + wash | 15.00→15.00 | 50→25 | 87→93
Intervention | OSC3–4 | 109 | Segment C1 | 13:17.5 | 13:21.0 | 3.5 | SLS + wash | 60.00→60.00 | 50→50 | 9→9
Intervention | OSC1–2 | 110 | Segment C1 | 13:21.0 | 13:24.5 | 3.5 | SLS + wash | 15.00→7.32 | 25→75 | 10→100
Intervention | OSC3–4 | 110 | Segment C1 | 13:21.0 | 13:24.5 | 3.5 | SLS + wash | 60.00→60.00 | 50→50 | 10→100
Intervention | OSC1–2 | 111 | Segment C1 | 13:24.5 | 13:28.0 | 3.5 | SLS + wash | 9.00→4.69 | 50→53 | 40→10
Intervention | OSC3–4 | 111 | Segment C1 | 13:24.5 | 13:28.0 | 3.5 | SLS + wash | 60.00→60.00 | 50→50 | 4→1
Intervention | OSC1–2 | 112 | Segment C1 | 13:28.0 | 13:31.5 | 3.5 | SLS + wash | 4.69→5.86 | 53→55 | 10→40
Intervention | OSC3–4 | 112 | Segment C1 | 13:28.0 | 13:31.5 | 3.5 | SLS + wash | 60.00→60.00 | 50→50 | 1→4
Intervention | OSC1–2 | 113 | Segment C1 | 13:31.5 | 13:35.0 | 3.5 | SLS + wash | 5.86→7.32 | 55→60 | 40→10
Intervention | OSC3–4 | 113 | Segment C1 | 13:31.5 | 13:35.0 | 3.5 | SLS + wash | 60.00→60.00 | 50→50 | 4→1
Intervention | OSC1–2 | 114 | Segment C1 | 13:35.0 | 13:38.5 | 3.5 | SLS + wash | 7.32→4.69 | 50→53 | 40→10
Intervention | OSC3–4 | 114 | Segment C1 | 13:35.0 | 13:38.5 | 3.5 | SLS + wash | 60.00→60.00 | 50→50 | 4→1
Intervention | OSC1–2 | 115 | Segment C1 | 13:38.5 | 13:42.0 | 3.5 | SLS + wash | 4.69→5.86 | 53→55 | 10→40
Intervention | OSC3–4 | 115 | Segment C1 | 13:38.5 | 13:42.0 | 3.5 | SLS + wash | 60.00→60.00 | 50→50 | 1→4
Intervention | OSC1–2 | 116 | Segment C1 | 13:42.0 | 13:45.5 | 3.5 | SLS + wash | 5.86→7.32 | 55→60 | 40→10
Intervention | OSC3–4 | 116 | Segment C1 | 13:42.0 | 13:45.5 | 3.5 | SLS + wash | 60.00→60.00 | 50→50 | 4→1
Intervention | OSC1–2 | 117 | Segment C1 | 13:45.5 | 13:47.3 | 1.8 | SLS + wash | 7.32→9.10 | 50→60 | 10→40
Intervention | OSC3–4 | 117 | Segment C1 | 13:45.5 | 13:47.3 | 1.8 | SLS + wash | 60.00→60.00 | 50→50 | 10→40
Intervention | OSC1–2 | 118 | Segment C1 | 13:47.3 | 13:50.8 | 3.5 | SLS + wash | 7.32→9.10 | 60→65 | 10→40
Intervention | OSC3–4 | 118 | Segment C1 | 13:47.3 | 13:50.8 | 3.5 | SLS + wash | 60.00→60.00 | 50→50 | 1→4
Intervention | OSC1–2 | 119 | Segment C1 | 13:50.8 | 13:54.3 | 3.5 | SLS + wash | 9.00→13.50 | 63→55 | 70→40
Intervention | OSC3–4 | 119 | Segment C1 | 13:50.8 | 13:54.3 | 3.5 | SLS + wash | 60.00→60.00 | 50→50 | 7→4
Intervention | OSC1–2 | 120 | Segment C1 | 13:54.3 | 13:57.8 | 3.5 | SLS + wash | 13.50→15.00 | 48→40 | 70→40
Intervention | OSC3–4 | 120 | Segment C1 | 13:54.3 | 13:57.8 | 3.5 | SLS + wash | 60.00→60.00 | 50→50 | 7→4
Intervention | OSC1–2 | 121 | Segment C1 | 13:57.8 | 14:01.3 | 3.5 | SLS + wash | 15.00→9.10 | 60→65 | 10→40
Intervention | OSC3–4 | 121 | Segment C1 | 13:57.8 | 14:01.3 | 3.5 | SLS + wash | 60.00→60.00 | 50→50 | 1→4
Intervention | OSC1–2 | 122 | Segment C1 | 14:01.3 | 14:04.8 | 3.5 | SLS + wash | 9.00→13.50 | 63→55 | 70→40
Intervention | OSC3–4 | 122 | Segment C1 | 14:01.3 | 14:04.8 | 3.5 | SLS + wash | 60.00→60.00 | 50→50 | 7→4
Intervention | OSC1–2 | 123 | Segment C1 | 14:04.8 | 14:08.3 | 3.5 | SLS + wash | 13.50→15.00 | 48→40 | 70→40
Intervention | OSC3–4 | 123 | Segment C1 | 14:04.8 | 14:08.3 | 3.5 | SLS + wash | 60.00→60.00 | 50→50 | 7→4
Intervention | OSC1–2 | 124 | Segment C1 | 14:08.3 | 14:10.1 | 1.8 | SLS + wash | 15.00→13.50 | 40→60 | 10→60
Intervention | OSC3–4 | 124 | Segment C1 | 14:08.3 | 14:10.1 | 1.8 | SLS + wash | 60.00→60.00 | 50→50 | 10→60
Intervention | OSC1–2 | 125 | Segment C1 | 14:10.1 | 14:13.6 | 3.5 | SLS + wash | 13.50→14.52 | 75→75 | 76→81
Intervention | OSC3–4 | 125 | Segment C1 | 14:10.1 | 14:13.6 | 3.5 | SLS + wash | 60.00→60.00 | 50→50 | 8→8
Intervention | OSC1–2 | 126 | Segment C1 | 14:13.6 | 14:17.1 | 3.5 | SLS + wash | 14.52→15.00 | 75→50 | 81→87
Intervention | OSC3–4 | 126 | Segment C1 | 14:13.6 | 14:17.1 | 3.5 | SLS + wash | 60.00→60.00 | 50→50 | 8→9
Intervention | OSC1–2 | 127 | Segment C1 | 14:17.1 | 14:20.6 | 3.5 | SLS + wash | 15.00→15.00 | 50→25 | 87→93
Intervention | OSC3–4 | 127 | Segment C1 | 14:17.1 | 14:20.6 | 3.5 | SLS + wash | 60.00→60.00 | 50→50 | 9→9
Intervention | OSC1–2 | 128 | Segment C1 | 14:20.6 | 14:24.1 | 3.5 | SLS + wash | 15.00→14.52 | 75→75 | 76→81
Intervention | OSC3–4 | 128 | Segment C1 | 14:20.6 | 14:24.1 | 3.5 | SLS + wash | 60.00→60.00 | 50→50 | 8→8
Intervention | OSC1–2 | 129 | Segment C1 | 14:24.1 | 14:27.6 | 3.5 | SLS + wash | 14.52→15.00 | 75→50 | 81→87
Intervention | OSC3–4 | 129 | Segment C1 | 14:24.1 | 14:27.6 | 3.5 | SLS + wash | 60.00→60.00 | 50→50 | 8→9
Intervention | OSC1–2 | 130 | Segment C1 | 14:27.6 | 14:31.1 | 3.5 | SLS + wash | 15.00→7.32 | 50→25 | 87→93
Intervention | OSC3–4 | 130 | Segment C1 | 14:27.6 | 14:31.1 | 3.5 | SLS + wash | 60.00→60.00 | 50→50 | 9→9
Intervention | OSC1–2 | 131 | Segment C1 | 14:31.1 | 14:32.9 | 1.8 | SLS + wash | 7.32→14.52 | 50→75 | 10→100
Intervention | OSC3–4 | 131 | Segment C1 | 14:31.1 | 14:32.9 | 1.8 | SLS + wash | 60.00→60.00 | 50→50 | 10→100
Intervention | OSC1–2 | 132 | C1/Peak dark | 14:32.9 | 14:37.9 | 5 | Dark | 60.00→60.00 | 50→50 | 0→0
Intervention | OSC3–4 | 132 | C1/Peak dark | 14:32.9 | 14:37.9 | 5 | Dark | 60.00→60.00 | 50→50 | 0→0
Intervention | OSC1–2 | 133 | Peak | 14:37.9 | 14:48.9 | 11 | SLS + wash | 7.32→9.10 | 60→65 | 20→60
Intervention | OSC3–4 | 133 | Peak | 14:37.9 | 14:48.9 | 11 | SLS + wash | 60.00→60.00 | 50→50 | 2→6
Intervention | OSC1–2 | 134 | Peak | 14:48.9 | 14:56.9 | 8 | SLS + wash | 9.10→12.50 | 63→70 | 30→70
Intervention | OSC3–4 | 134 | Peak | 14:48.9 | 14:56.9 | 8 | SLS + wash | 60.00→60.00 | 50→50 | 3→7
Intervention | OSC1–2 | 135 | Peak | 14:56.9 | 15:06.9 | 10 | SLS + wash | 12.50→14.52 | 60→70 | 40→75
Intervention | OSC3–4 | 135 | Peak | 14:56.9 | 15:06.9 | 10 | SLS + wash | 60.00→60.00 | 50→50 | 4→8
Intervention | OSC1–2 | 136 | Peak | 15:06.9 | 15:18.9 | 12 | SLS + wash | 14.52→15.00 | 55→65 | 50→75
Intervention | OSC3–4 | 136 | Peak | 15:06.9 | 15:18.9 | 12 | SLS + wash | 60.00→60.00 | 50→50 | 5→9
Intervention | OSC1–2 | 137 | Peak | 15:18.9 | 15:28.9 | 10 | SLS + wash | 15.00→10.00 | 50→75 | 30→75
Intervention | OSC3–4 | 137 | Peak | 15:18.9 | 15:28.9 | 10 | SLS + wash | 60.00→60.00 | 50→50 | 3→9
Intervention | OSC1–2 | 138 | Peak | 15:28.9 | 15:36.9 | 8 | SLS + wash | 10.00→15.00 | 60→75 | 40→75
Intervention | OSC3–4 | 138 | Peak | 15:28.9 | 15:36.9 | 8 | SLS + wash | 60.00→60.00 | 50→50 | 4→9
Intervention | OSC1–2 | 139 | Peak | 15:36.9 | 15:42.9 | 6 | SLS + wash | 15.00→12.00 | 50→70 | 45→75
Intervention | OSC3–4 | 139 | Peak | 15:36.9 | 15:42.9 | 6 | SLS + wash | 60.00→60.00 | 50→50 | 5→10
Intervention | OSC1–2 | 140 | Peak | 15:42.9 | 15:53.9 | 11 | SLS + wash | 12.00→14.52 | 45→65 | 50→75
Intervention | OSC3–4 | 140 | Peak | 15:42.9 | 15:53.9 | 11 | SLS + wash | 60.00→60.00 | 50→50 | 5→10
Intervention | OSC1–2 | 141 | Peak | 15:53.9 | 16:08.9 | 15 | SLS + wash | 14.52→15.00 | 60→70 | 55→75
Intervention | OSC3–4 | 141 | Peak | 15:53.9 | 16:08.9 | 15 | SLS + wash | 60.00→60.00 | 50→50 | 6→10
Intervention | OSC1–2 | 142 | Peak | 16:08.9 | 16:16.9 | 8 | SLS + wash | 15.00→9.10 | 65→75 | 60→75
Intervention | OSC3–4 | 142 | Peak | 16:08.9 | 16:16.9 | 8 | SLS + wash | 60.00→60.00 | 50→50 | 6→10
Intervention | OSC1–2 | 143 | Peak | 16:16.9 | 16:26.9 | 10 | SLS + wash | 10.00→15.00 | 70→75 | 65→75
Intervention | OSC3–4 | 143 | Peak | 16:16.9 | 16:26.9 | 10 | SLS + wash | 60.00→60.00 | 50→50 | 7→10
Intervention | OSC1–2 | 144 | Peak | 16:26.9 | 16:34.9 | 8 | SLS + wash | 15.00→6.60 | 70→75 | 75→75
Intervention | OSC3–4 | 144 | Peak | 16:26.9 | 16:34.9 | 8 | SLS + wash | 60.00→60.00 | 50→50 | 8→10
Intervention | OSC1–2 | 145 | Peak | 16:34.9 | 16:45.9 | 11 | SLS + wash | 6.60→15.00 | 60→75 | 40→75
Intervention | OSC3–4 | 145 | Peak | 16:34.9 | 16:45.9 | 11 | SLS + wash | 60.00→60.00 | 50→50 | 4→10
Intervention | OSC1–2 | 146 | Peak | 16:45.9 | 16:55.9 | 10 | SLS + wash | 15.00→13.50 | 65→75 | 45→75
Intervention | OSC3–4 | 146 | Peak | 16:45.9 | 16:55.9 | 10 | SLS + wash | 60.00→60.00 | 50→50 | 5→9
Intervention | OSC1–2 | 147 | Peak | 16:55.9 | 17:03.9 | 8 | SLS + wash | 13.50→15.00 | 60→75 | 50→75
Intervention | OSC3–4 | 147 | Peak | 16:55.9 | 17:03.9 | 8 | SLS + wash | 60.00→60.00 | 50→50 | 5→9
Intervention | OSC1–2 | 148 | Peak | 17:03.9 | 17:15.9 | 12 | SLS + wash | 15.00→7.32 | 50→65 | 55→75
Intervention | OSC3–4 | 148 | Peak | 17:03.9 | 17:15.9 | 12 | SLS + wash | 60.00→60.00 | 50→50 | 6→9
Intervention | OSC1–2 | 149 | Peak | 17:15.9 | 17:26.9 | 11 | SLS + wash | 7.32→9.10 | 55→75 | 35→75
Intervention | OSC3–4 | 149 | Peak | 17:15.9 | 17:26.9 | 11 | SLS + wash | 60.00→60.00 | 50→50 | 4→9
Intervention | OSC1–2 | 150 | Peak | 17:26.9 | 17:31.9 | 5 | SLS + wash | 9.10→14.52 | 60→65 | 60→75
Intervention | OSC3–4 | 150 | Peak | 17:26.9 | 17:31.9 | 5 | SLS + wash | 60.00→60.00 | 50→50 | 6→9
Intervention | OSC1–2 | 151 | Peak | 17:31.9 | 17:39.9 | 8 | SLS + wash | 14.52→15.00 | 70→75 | 70→75
Intervention | OSC3–4 | 151 | Peak | 17:31.9 | 17:39.9 | 8 | SLS + wash | 60.00→60.00 | 50→50 | 7→10
Intervention | OSC1–2 | 152 | Peak | 17:39.9 | 17:49.9 | 10 | SLS + wash | 15.00→13.50 | 60→65 | 40→75
Intervention | OSC3–4 | 152 | Peak | 17:39.9 | 17:49.9 | 10 | SLS + wash | 60.00→60.00 | 50→50 | 8→10
Intervention | OSC1–2 | 153 | Peak | 17:49.9 | 18:00.9 | 11 | SLS + wash | 13.50→15.00 | 75→75 | 50→75
Intervention | OSC3–4 | 153 | Peak | 17:49.9 | 18:00.9 | 11 | SLS + wash | 60.00→60.00 | 50→50 | 9→10
Intervention | OSC1–2 | 154 | Peak | 18:00.9 | 18:05.9 | 5 | SLS + wash | 15.00→10.00 | 50→70 | 60→75
Intervention | OSC3–4 | 154 | Peak | 18:00.9 | 18:05.9 | 5 | SLS + wash | 60.00→60.00 | 50→50 | 7→9
Intervention | OSC1–2 | 155 | Peak | 18:05.9 | 18:13.9 | 8 | SLS + wash | 14.52→15.00 | 55→75 | 75→75
Intervention | OSC3–4 | 155 | Peak | 18:05.9 | 18:13.9 | 8 | SLS + wash | 60.00→60.00 | 50→50 | 8→10
Intervention | OSC1–2 | 156 | Peak | 18:13.9 | 18:24.9 | 11 | SLS + wash | 15.00→15.00 | 55→75 | 50→75
Intervention | OSC3–4 | 156 | Peak | 18:13.9 | 18:24.9 | 11 | SLS + wash | 60.00→60.00 | 50→50 | 9→10
Intervention | OSC1–2 | 157 | Peak | 18:24.9 | 18:36.9 | 12 | Wash | 60.00→60.00 | 50→50 | 50→25
Intervention | OSC3–4 | 157 | Peak | 18:24.9 | 18:36.9 | 12 | Wash | 60.00→60.00 | 50→50 | 0→5
Intervention | OSC1–2 | 158 | Peak/C2 dark | 18:36.9 | 18:41.9 | 5 | Dark | 60.00→60.00 | 50→50 | 0→0
Intervention | OSC3–4 | 158 | Peak/C2 dark | 18:36.9 | 18:41.9 | 5 | Dark | 60.00→60.00 | 50→50 | 0→0
Intervention | OSC1–2 | 159 | Segment C2 | 18:41.9 | 18:45.4 | 3.5 | SLS + wash | 3.75→4.69 | 50→53 | 40→10
Intervention | OSC3–4 | 159 | Segment C2 | 18:41.9 | 18:45.4 | 3.5 | SLS + wash | 60.00→60.00 | 50→50 | 4→1
Intervention | OSC1–2 | 160 | Segment C2 | 18:45.4 | 18:48.9 | 3.5 | SLS + wash | 4.69→5.86 | 53→55 | 10→40
Intervention | OSC3–4 | 160 | Segment C2 | 18:45.4 | 18:48.9 | 3.5 | SLS + wash | 60.00→60.00 | 50→50 | 1→4
Intervention | OSC1–2 | 161 | Segment C2 | 18:48.9 | 18:52.4 | 3.5 | SLS + wash | 5.86→7.32 | 55→60 | 40→10
Intervention | OSC3–4 | 161 | Segment C2 | 18:48.9 | 18:52.4 | 3.5 | SLS + wash | 60.00→60.00 | 50→50 | 4→1
Intervention | OSC1–2 | 162 | Segment C2 | 18:52.4 | 18:55.9 | 3.5 | SLS + wash | 7.32→4.69 | 50→53 | 40→10
Intervention | OSC3–4 | 162 | Segment C2 | 18:52.4 | 18:55.9 | 3.5 | SLS + wash | 60.00→60.00 | 50→50 | 4→1
Intervention | OSC1–2 | 163 | Segment C2 | 18:55.9 | 18:59.4 | 3.5 | SLS + wash | 4.69→5.86 | 53→55 | 10→40
Intervention | OSC3–4 | 163 | Segment C2 | 18:55.9 | 18:59.4 | 3.5 | SLS + wash | 60.00→60.00 | 50→50 | 1→4
Intervention | OSC1–2 | 164 | Segment C2 | 18:59.4 | 19:02.9 | 3.5 | SLS + wash | 5.86→7.32 | 55→60 | 40→10
Intervention | OSC3–4 | 164 | Segment C2 | 18:59.4 | 19:02.9 | 3.5 | SLS + wash | 60.00→60.00 | 50→50 | 4→1
Intervention | OSC1–2 | 165 | Segment C2 | 19:02.9 | 19:09.9 | 7 | SLS + wash | 9.10→7.32 | 50→60 | 10→40
Intervention | OSC3–4 | 165 | Segment C2 | 19:02.9 | 19:09.9 | 7 | SLS + wash | 60.00→60.00 | 50→50 | 10→40
Intervention | OSC1–2 | 166 | Segment C2 | 19:09.9 | 19:13.4 | 3.5 | SLS + wash | 7.32→9.10 | 60→65 | 10→40
Intervention | OSC3–4 | 166 | Segment C2 | 19:09.9 | 19:13.4 | 3.5 | SLS + wash | 60.00→60.00 | 50→50 | 1→4
Intervention | OSC1–2 | 167 | Segment C2 | 19:13.4 | 19:16.9 | 3.5 | SLS + wash | 9.00→13.50 | 63→55 | 70→40
Intervention | OSC3–4 | 167 | Segment C2 | 19:13.4 | 19:16.9 | 3.5 | SLS + wash | 60.00→60.00 | 50→50 | 7→4
Intervention | OSC1–2 | 168 | Segment C2 | 19:16.9 | 19:20.4 | 3.5 | SLS + wash | 13.50→15.00 | 48→40 | 70→40
Intervention | OSC3–4 | 168 | Segment C2 | 19:16.9 | 19:20.4 | 3.5 | SLS + wash | 60.00→60.00 | 50→50 | 7→4
Intervention | OSC1–2 | 169 | Segment C2 | 19:20.4 | 19:23.9 | 3.5 | SLS + wash | 15.00→9.10 | 60→65 | 10→40
Intervention | OSC3–4 | 169 | Segment C2 | 19:20.4 | 19:23.9 | 3.5 | SLS + wash | 60.00→60.00 | 50→50 | 1→4
Intervention | OSC1–2 | 170 | Segment C2 | 19:23.9 | 19:27.4 | 3.5 | SLS + wash | 9.00→13.50 | 63→55 | 70→40
Intervention | OSC3–4 | 170 | Segment C2 | 19:23.9 | 19:27.4 | 3.5 | SLS + wash | 60.00→60.00 | 50→50 | 7→4
Intervention | OSC1–2 | 171 | Segment C2 | 19:27.4 | 19:30.9 | 3.5 | SLS + wash | 13.50→15.00 | 48→40 | 70→40
Intervention | OSC3–4 | 171 | Segment C2 | 19:27.4 | 19:30.9 | 3.5 | SLS + wash | 60.00→60.00 | 50→50 | 7→4
Intervention | OSC1–2 | 172 | Segment C2 | 19:30.9 | 19:37.9 | 7 | SLS + wash | 15.00→13.50 | 40→60 | 10→60
Intervention | OSC3–4 | 172 | Segment C2 | 19:30.9 | 19:37.9 | 7 | SLS + wash | 60.00→60.00 | 50→50 | 10→60
Intervention | OSC1–2 | 173 | Segment C2 | 19:37.9 | 19:41.4 | 3.5 | SLS + wash | 13.50→14.52 | 75→75 | 76→81
Intervention | OSC3–4 | 173 | Segment C2 | 19:37.9 | 19:41.4 | 3.5 | SLS + wash | 60.00→60.00 | 50→50 | 8→8
Intervention | OSC1–2 | 174 | Segment C2 | 19:41.4 | 19:44.9 | 3.5 | SLS + wash | 14.52→15.00 | 75→50 | 81→87
Intervention | OSC3–4 | 174 | Segment C2 | 19:41.4 | 19:44.9 | 3.5 | SLS + wash | 60.00→60.00 | 50→50 | 8→9
Intervention | OSC1–2 | 175 | Segment C2 | 19:44.9 | 19:48.4 | 3.5 | SLS + wash | 15.00→15.00 | 50→25 | 87→93
Intervention | OSC3–4 | 175 | Segment C2 | 19:44.9 | 19:48.4 | 3.5 | SLS + wash | 60.00→60.00 | 50→50 | 9→9
Intervention | OSC1–2 | 176 | Segment C2 | 19:48.4 | 19:51.9 | 3.5 | SLS + wash | 15.00→14.52 | 75→75 | 76→81
Intervention | OSC3–4 | 176 | Segment C2 | 19:48.4 | 19:51.9 | 3.5 | SLS + wash | 60.00→60.00 | 50→50 | 8→8
Intervention | OSC1–2 | 177 | Segment C2 | 19:51.9 | 19:55.4 | 3.5 | SLS + wash | 14.52→15.00 | 75→50 | 81→87
Intervention | OSC3–4 | 177 | Segment C2 | 19:51.9 | 19:55.4 | 3.5 | SLS + wash | 60.00→60.00 | 50→50 | 8→9
Intervention | OSC1–2 | 178 | Segment C2 | 19:55.4 | 19:58.9 | 3.5 | SLS + wash | 15.00→9.10 | 50→25 | 87→93
Intervention | OSC3–4 | 178 | Segment C2 | 19:55.4 | 19:58.9 | 3.5 | SLS + wash | 60.00→60.00 | 50→50 | 9→9
Intervention | OSC1–2 | 179 | Segment C2 | 19:58.9 | 20:05.9 | 7 | SLS + wash | 15.00→15.00 | 25→75 | 10→100
Intervention | OSC3–4 | 179 | Segment C2 | 19:58.9 | 20:05.9 | 7 | SLS + wash | 60.00→60.00 | 50→50 | 10→100
Intervention | OSC1–2 | 180 | Segment C2 | 20:05.9 | 20:09.4 | 3.5 | SLS + wash | 15.00→4.69 | 50→53 | 40→10
Intervention | OSC3–4 | 180 | Segment C2 | 20:05.9 | 20:09.4 | 3.5 | SLS + wash | 60.00→60.00 | 50→50 | 4→1
Intervention | OSC1–2 | 181 | Segment C2 | 20:09.4 | 20:12.9 | 3.5 | SLS + wash | 4.69→5.86 | 53→55 | 10→40
Intervention | OSC3–4 | 181 | Segment C2 | 20:09.4 | 20:12.9 | 3.5 | SLS + wash | 60.00→60.00 | 50→50 | 1→4
Intervention | OSC1–2 | 182 | Segment C2 | 20:12.9 | 20:16.4 | 3.5 | SLS + wash | 5.86→7.32 | 55→60 | 40→10
Intervention | OSC3–4 | 182 | Segment C2 | 20:12.9 | 20:16.4 | 3.5 | SLS + wash | 60.00→60.00 | 50→50 | 4→1
Intervention | OSC1–2 | 183 | Segment C2 | 20:16.4 | 20:19.9 | 3.5 | SLS + wash | 7.32→4.69 | 50→53 | 40→10
Intervention | OSC3–4 | 183 | Segment C2 | 20:16.4 | 20:19.9 | 3.5 | SLS + wash | 60.00→60.00 | 50→50 | 4→1
Intervention | OSC1–2 | 184 | Segment C2 | 20:19.9 | 20:23.4 | 3.5 | SLS + wash | 4.69→5.86 | 53→55 | 10→40
Intervention | OSC3–4 | 184 | Segment C2 | 20:19.9 | 20:23.4 | 3.5 | SLS + wash | 60.00→60.00 | 50→50 | 1→4
Intervention | OSC1–2 | 185 | Segment C2 | 20:23.4 | 20:26.9 | 3.5 | SLS + wash | 5.86→7.32 | 55→60 | 40→10
Intervention | OSC3–4 | 185 | Segment C2 | 20:23.4 | 20:26.9 | 3.5 | SLS + wash | 60.00→60.00 | 50→50 | 4→1
Intervention | OSC1–2 | 186 | Segment C2 | 20:26.9 | 20:30.4 | 3.5 | SLS + wash | 9.10→7.32 | 50→60 | 10→40
Intervention | OSC3–4 | 186 | Segment C2 | 20:26.9 | 20:30.4 | 3.5 | SLS + wash | 60.00→60.00 | 50→50 | 10→40
Intervention | OSC1–2 | 187 | Segment C2 | 20:30.4 | 20:33.9 | 3.5 | SLS + wash | 7.32→9.10 | 60→65 | 10→40
Intervention | OSC3–4 | 187 | Segment C2 | 20:30.4 | 20:33.9 | 3.5 | SLS + wash | 60.00→60.00 | 50→50 | 1→4
Intervention | OSC1–2 | 188 | Segment C2 | 20:33.9 | 20:37.4 | 3.5 | SLS + wash | 9.00→13.50 | 63→55 | 70→40
Intervention | OSC3–4 | 188 | Segment C2 | 20:33.9 | 20:37.4 | 3.5 | SLS + wash | 60.00→60.00 | 50→50 | 7→4
Intervention | OSC1–2 | 189 | Segment C2 | 20:37.4 | 20:40.9 | 3.5 | SLS + wash | 13.50→15.00 | 48→40 | 70→40
Intervention | OSC3–4 | 189 | Segment C2 | 20:37.4 | 20:40.9 | 3.5 | SLS + wash | 60.00→60.00 | 50→50 | 7→4
Intervention | OSC1–2 | 190 | Segment C2 | 20:40.9 | 20:44.4 | 3.5 | SLS + wash | 15.00→9.10 | 60→65 | 10→40
Intervention | OSC3–4 | 190 | Segment C2 | 20:40.9 | 20:44.4 | 3.5 | SLS + wash | 60.00→60.00 | 50→50 | 1→4
Intervention | OSC1–2 | 191 | Segment C2 | 20:44.4 | 20:47.9 | 3.5 | SLS + wash | 9.00→13.50 | 63→55 | 70→40
Intervention | OSC3–4 | 191 | Segment C2 | 20:44.4 | 20:47.9 | 3.5 | SLS + wash | 60.00→60.00 | 50→50 | 7→4
Intervention | OSC1–2 | 192 | Segment C2 | 20:47.9 | 20:51.4 | 3.5 | SLS + wash | 13.50→15.00 | 48→40 | 70→40
Intervention | OSC3–4 | 192 | Segment C2 | 20:47.9 | 20:51.4 | 3.5 | SLS + wash | 60.00→60.00 | 50→50 | 7→4
Intervention | OSC1–2 | 193 | Segment C2 | 20:51.4 | 20:54.9 | 3.5 | SLS + wash | 15.00→13.50 | 40→60 | 10→60
Intervention | OSC3–4 | 193 | Segment C2 | 20:51.4 | 20:54.9 | 3.5 | SLS + wash | 60.00→60.00 | 50→50 | 10→60
Intervention | OSC1–2 | 194 | Segment C2 | 20:54.9 | 20:58.4 | 3.5 | SLS + wash | 13.50→14.52 | 75→75 | 76→81
Intervention | OSC3–4 | 194 | Segment C2 | 20:54.9 | 20:58.4 | 3.5 | SLS + wash | 60.00→60.00 | 50→50 | 8→8
Intervention | OSC1–2 | 195 | Segment C2 | 20:58.4 | 21:01.9 | 3.5 | SLS + wash | 14.52→15.00 | 75→50 | 81→87
Intervention | OSC3–4 | 195 | Segment C2 | 20:58.4 | 21:01.9 | 3.5 | SLS + wash | 60.00→60.00 | 50→50 | 8→9
Intervention | OSC1–2 | 196 | Segment C2 | 21:01.9 | 21:05.4 | 3.5 | SLS + wash | 15.00→9.10 | 50→25 | 87→93
Intervention | OSC3–4 | 196 | Segment C2 | 21:01.9 | 21:05.4 | 3.5 | SLS + wash | 60.00→60.00 | 50→50 | 9→9
Intervention | OSC1–2 | 197 | Segment C2 | 21:05.4 | 21:08.9 | 3.5 | SLS + wash | 15.00→14.52 | 75→75 | 76→81
Intervention | OSC3–4 | 197 | Segment C2 | 21:05.4 | 21:08.9 | 3.5 | SLS + wash | 60.00→60.00 | 50→50 | 8→8
Intervention | OSC1–2 | 198 | Segment C2 | 21:08.9 | 21:12.4 | 3.5 | SLS + wash | 14.52→15.00 | 75→50 | 81→87
Intervention | OSC3–4 | 198 | Segment C2 | 21:08.9 | 21:12.4 | 3.5 | SLS + wash | 60.00→60.00 | 50→50 | 8→9
Intervention | OSC1–2 | 199 | Segment C2 | 21:12.4 | 21:15.9 | 3.5 | SLS + wash | 15.00→15.00 | 50→25 | 87→93
Intervention | OSC3–4 | 199 | Segment C2 | 21:12.4 | 21:15.9 | 3.5 | SLS + wash | 60.00→60.00 | 50→50 | 9→9
Intervention | OSC1–2 | 200 | Segment C2 | 21:15.9 | 21:19.4 | 3.5 | SLS + wash | 15.00→7.32 | 25→75 | 10→100
Intervention | OSC3–4 | 200 | Segment C2 | 21:15.9 | 21:19.4 | 3.5 | SLS + wash | 60.00→60.00 | 50→50 | 10→100
Intervention | OSC1–2 | 201 | Segment C2 | 21:19.4 | 21:22.9 | 3.5 | SLS + wash | 9.00→4.69 | 50→53 | 40→10
Intervention | OSC3–4 | 201 | Segment C2 | 21:19.4 | 21:22.9 | 3.5 | SLS + wash | 60.00→60.00 | 50→50 | 4→1
Intervention | OSC1–2 | 202 | Segment C2 | 21:22.9 | 21:26.4 | 3.5 | SLS + wash | 4.69→5.86 | 53→55 | 10→40
Intervention | OSC3–4 | 202 | Segment C2 | 21:22.9 | 21:26.4 | 3.5 | SLS + wash | 60.00→60.00 | 50→50 | 1→4
Intervention | OSC1–2 | 203 | Segment C2 | 21:26.4 | 21:29.9 | 3.5 | SLS + wash | 5.86→7.32 | 55→60 | 40→10
Intervention | OSC3–4 | 203 | Segment C2 | 21:26.4 | 21:29.9 | 3.5 | SLS + wash | 60.00→60.00 | 50→50 | 4→1
Intervention | OSC1–2 | 204 | Segment C2 | 21:29.9 | 21:33.4 | 3.5 | SLS + wash | 7.32→4.69 | 50→53 | 40→10
Intervention | OSC3–4 | 204 | Segment C2 | 21:29.9 | 21:33.4 | 3.5 | SLS + wash | 60.00→60.00 | 50→50 | 4→1
Intervention | OSC1–2 | 205 | Segment C2 | 21:33.4 | 21:36.9 | 3.5 | SLS + wash | 4.69→5.86 | 53→55 | 10→40
Intervention | OSC3–4 | 205 | Segment C2 | 21:33.4 | 21:36.9 | 3.5 | SLS + wash | 60.00→60.00 | 50→50 | 1→4
Intervention | OSC1–2 | 206 | Segment C2 | 21:36.9 | 21:40.4 | 3.5 | SLS + wash | 5.86→7.32 | 55→60 | 40→10
Intervention | OSC3–4 | 206 | Segment C2 | 21:36.9 | 21:40.4 | 3.5 | SLS + wash | 60.00→60.00 | 50→50 | 4→1
Intervention | OSC1–2 | 207 | Segment C2 | 21:40.4 | 21:42.2 | 1.8 | SLS + wash | 7.32→9.10 | 50→60 | 10→40
Intervention | OSC3–4 | 207 | Segment C2 | 21:40.4 | 21:42.2 | 1.8 | SLS + wash | 60.00→60.00 | 50→50 | 10→40
Intervention | OSC1–2 | 208 | Segment C2 | 21:42.2 | 21:45.7 | 3.5 | SLS + wash | 7.32→9.10 | 60→65 | 10→40
Intervention | OSC3–4 | 208 | Segment C2 | 21:42.2 | 21:45.7 | 3.5 | SLS + wash | 60.00→60.00 | 50→50 | 1→4
Intervention | OSC1–2 | 209 | Segment C2 | 21:45.7 | 21:49.2 | 3.5 | SLS + wash | 9.00→13.50 | 63→55 | 70→40
Intervention | OSC3–4 | 209 | Segment C2 | 21:45.7 | 21:49.2 | 3.5 | SLS + wash | 60.00→60.00 | 50→50 | 7→4
Intervention | OSC1–2 | 210 | Segment C2 | 21:49.2 | 21:52.7 | 3.5 | SLS + wash | 13.50→15.00 | 48→40 | 70→40
Intervention | OSC3–4 | 210 | Segment C2 | 21:49.2 | 21:52.7 | 3.5 | SLS + wash | 60.00→60.00 | 50→50 | 7→4
Intervention | OSC1–2 | 211 | Segment C2 | 21:52.7 | 21:56.2 | 3.5 | SLS + wash | 15.00→9.10 | 60→65 | 10→40
Intervention | OSC3–4 | 211 | Segment C2 | 21:52.7 | 21:56.2 | 3.5 | SLS + wash | 60.00→60.00 | 50→50 | 1→4
Intervention | OSC1–2 | 212 | Segment C2 | 21:56.2 | 21:59.7 | 3.5 | SLS + wash | 9.00→13.50 | 63→55 | 70→40
Intervention | OSC3–4 | 212 | Segment C2 | 21:56.2 | 21:59.7 | 3.5 | SLS + wash | 60.00→60.00 | 50→50 | 7→4
Intervention | OSC1–2 | 213 | Segment C2 | 21:59.7 | 22:03.2 | 3.5 | SLS + wash | 13.50→15.00 | 48→40 | 70→40
Intervention | OSC3–4 | 213 | Segment C2 | 21:59.7 | 22:03.2 | 3.5 | SLS + wash | 60.00→60.00 | 50→50 | 7→4
Intervention | OSC1–2 | 214 | Segment C2 | 22:03.2 | 22:05.0 | 1.8 | SLS + wash | 15.00→13.50 | 40→60 | 10→60
Intervention | OSC3–4 | 214 | Segment C2 | 22:03.2 | 22:05.0 | 1.8 | SLS + wash | 60.00→60.00 | 50→50 | 10→60
Intervention | OSC1–2 | 215 | Segment C2 | 22:05.0 | 22:08.5 | 3.5 | SLS + wash | 13.50→14.52 | 75→75 | 76→81
Intervention | OSC3–4 | 215 | Segment C2 | 22:05.0 | 22:08.5 | 3.5 | SLS + wash | 60.00→60.00 | 50→50 | 8→8
Intervention | OSC1–2 | 216 | Segment C2 | 22:08.5 | 22:12.0 | 3.5 | SLS + wash | 14.52→15.00 | 75→50 | 81→87
Intervention | OSC3–4 | 216 | Segment C2 | 22:08.5 | 22:12.0 | 3.5 | SLS + wash | 60.00→60.00 | 50→50 | 8→9
Intervention | OSC1–2 | 217 | Segment C2 | 22:12.0 | 22:15.5 | 3.5 | SLS + wash | 15.00→15.00 | 50→25 | 87→93
Intervention | OSC3–4 | 217 | Segment C2 | 22:12.0 | 22:15.5 | 3.5 | SLS + wash | 60.00→60.00 | 50→50 | 9→9
Intervention | OSC1–2 | 218 | Segment C2 | 22:15.5 | 22:19.0 | 3.5 | SLS + wash | 15.00→14.52 | 75→75 | 76→81
Intervention | OSC3–4 | 218 | Segment C2 | 22:15.5 | 22:19.0 | 3.5 | SLS + wash | 60.00→60.00 | 50→50 | 8→8
Intervention | OSC1–2 | 219 | Segment C2 | 22:19.0 | 22:22.5 | 3.5 | SLS + wash | 14.52→15.00 | 75→50 | 81→87
Intervention | OSC3–4 | 219 | Segment C2 | 22:19.0 | 22:22.5 | 3.5 | SLS + wash | 60.00→60.00 | 50→50 | 8→9
Intervention | OSC1–2 | 220 | Segment C2 | 22:22.5 | 22:26.0 | 3.5 | SLS + wash | 15.00→7.32 | 50→25 | 87→93
Intervention | OSC3–4 | 220 | Segment C2 | 22:22.5 | 22:26.0 | 3.5 | SLS + wash | 60.00→60.00 | 50→50 | 9→9
Intervention | OSC1–2 | 221 | Segment C2 | 22:26.0 | 22:27.8 | 1.8 | SLS + wash | 7.32→14.52 | 25→75 | 10→100
Intervention | OSC3–4 | 221 | Segment C2 | 22:26.0 | 22:27.8 | 1.8 | SLS + wash | 60.00→60.00 | 50→50 | 10→100
Intervention | OSC1–2 | 222 | C2/D dark | 22:27.8 | 22:30.8 | 3 | Dark | 60.00→60.00 | 50→50 | 0→0
Intervention | OSC3–4 | 222 | C2/D dark | 22:27.8 | 22:30.8 | 3 | Dark | 60.00→60.00 | 50→50 | 0→0
Intervention | OSC1–2 | 223 | Segment D | 22:30.8 | 22:37.8 | 7 | Wash | 60.00→60.00 | 50→50 | 0→75
Intervention | OSC3–4 | 223 | Segment D | 22:30.8 | 22:37.8 | 7 | Wash | 60.00→60.00 | 50→50 | 0→6
Intervention | OSC1–2 | 224 | Segment D | 22:37.8 | 22:45.8 | 8 | SLS + wash | 14.52→6.60 | 50→50 | 0→50
Intervention | OSC3–4 | 224 | Segment D | 22:37.8 | 22:45.8 | 8 | SLS + wash | 60.00→60.00 | 50→50 | 0→50
Intervention | OSC1–2 | 225 | Segment D | 22:45.8 | 22:57.8 | 12 | SLS + wash | 6.60→9.10 | 55→65 | 0→40
Intervention | OSC3–4 | 225 | Segment D | 22:45.8 | 22:57.8 | 12 | SLS + wash | 60.00→60.00 | 50→50 | 0→4
Intervention | OSC1–2 | 226 | Segment D | 22:57.8 | 23:07.8 | 10 | SLS + wash | 9.10→5.86 | 50→55 | 10→40
Intervention | OSC3–4 | 226 | Segment D | 22:57.8 | 23:07.8 | 10 | SLS + wash | 60.00→60.00 | 50→50 | 1→4
Intervention | OSC1–2 | 227 | Segment D | 23:07.8 | 23:25.8 | 18 | SLS + wash | 5.86→7.32 | 65→75 | 40→10
Intervention | OSC3–4 | 227 | Segment D | 23:07.8 | 23:25.8 | 18 | SLS + wash | 60.00→60.00 | 50→50 | 4→1
Intervention | OSC1–2 | 228 | Segment D | 23:25.8 | 23:33.8 | 8 | SLS + wash | 7.32→13.50 | 50→50 | 10→40
Intervention | OSC3–4 | 228 | Segment D | 23:25.8 | 23:33.8 | 8 | SLS + wash | 60.00→60.00 | 50→50 | 1→4
Intervention | OSC1–2 | 229 | Segment D | 23:33.8 | 23:40.8 | 7 | SLS + wash | 13.50→9.10 | 50→50 | 0→30
Intervention | OSC3–4 | 229 | Segment D | 23:33.8 | 23:40.8 | 7 | SLS + wash | 60.00→60.00 | 50→50 | 30→0
Intervention | OSC1–2 | 230 | Segment D | 23:40.8 | 23:55.8 | 15 | SLS + wash | 9.10→14.52 | 70→75 | 10→60
Intervention | OSC3–4 | 230 | Segment D | 23:40.8 | 23:55.8 | 15 | SLS + wash | 60.00→60.00 | 50→50 | 1→6
Intervention | OSC1–2 | 231 | Segment D | 23:55.8 | 24:17.8 | 22 | SLS + wash | 14.52→15.00 | 60→75 | 40→80
Intervention | OSC3–4 | 231 | Segment D | 23:55.8 | 24:17.8 | 22 | SLS + wash | 60.00→60.00 | 50→50 | 4→8
Intervention | OSC1–2 | 232 | Segment D | 24:17.8 | 24:29.8 | 12 | SLS + wash | 15.00→6.60 | 55→60 | 80→40
Intervention | OSC3–4 | 232 | Segment D | 24:17.8 | 24:29.8 | 12 | SLS + wash | 60.00→60.00 | 50→50 | 8→4
Intervention | OSC1–2 | 233 | Segment D | 24:29.8 | 24:47.8 | 18 | SLS + wash | 9.00→15.00 | 60→70 | 10→60
Intervention | OSC3–4 | 233 | Segment D | 24:29.8 | 24:47.8 | 18 | SLS + wash | 60.00→60.00 | 50→50 | 1→6
Intervention | OSC1–2 | 234 | Segment D | 24:47.8 | 24:53.8 | 6 | SLS + wash | 15.00→15.00 | 60→75 | 0→75
Intervention | OSC3–4 | 234 | Segment D | 24:47.8 | 24:53.8 | 6 | SLS + wash | 60.00→60.00 | 50→50 | 0→8
Intervention | OSC1–2 | 235 | Segment D | 24:53.8 | 25:00.8 | 7 | SLS + wash | 15.00→7.32 | 50→50 | 25→85
Intervention | OSC3–4 | 235 | Segment D | 24:53.8 | 25:00.8 | 7 | SLS + wash | 60.00→60.00 | 50→50 | 25→85
Intervention | OSC1–2 | 236 | Segment D | 25:00.8 | 25:20.8 | 20 | SLS + wash | 7.32→9.10 | 60→65 | 0→40
Intervention | OSC3–4 | 236 | Segment D | 25:00.8 | 25:20.8 | 20 | SLS + wash | 60.00→60.00 | 50→50 | 0→4
Intervention | OSC1–2 | 237 | Segment D | 25:20.8 | 25:35.8 | 15 | SLS + wash | 9.00→13.50 | 63→70 | 40→70
Intervention | OSC3–4 | 237 | Segment D | 25:20.8 | 25:35.8 | 15 | SLS + wash | 60.00→60.00 | 50→50 | 4→7
Intervention | OSC1–2 | 238 | Segment D | 25:35.8 | 25:45.8 | 10 | SLS + wash | 13.50→7.32 | 55→75 | 70→40
Intervention | OSC3–4 | 238 | Segment D | 25:35.8 | 25:45.8 | 10 | SLS + wash | 60.00→60.00 | 50→50 | 7→4
Intervention | OSC1–2 | 239 | Segment D | 25:45.8 | 25:52.8 | 7 | SLS + wash | 7.32→14.52 | 55→70 | 10→60
Intervention | OSC3–4 | 239 | Segment D | 25:45.8 | 25:52.8 | 7 | SLS + wash | 60.00→60.00 | 50→50 | 1→6
Intervention | OSC1–2 | 240 | Segment D | 25:52.8 | 26:07.8 | 15 | SLS + wash | 7.32→15.00 | 50→75 | 20→0
Intervention | OSC3–4 | 240 | Segment D | 25:52.8 | 26:07.8 | 15 | SLS + wash | 60.00→60.00 | 50→50 | 2→0
Intervention | OSC1–2 | 241 | Segment D | 26:07.8 | 26:14.8 | 7 | SLS + wash | 15.00→5.86 | 50→50 | 0→60
Intervention | OSC3–4 | 241 | Segment D | 26:07.8 | 26:14.8 | 7 | SLS + wash | 60.00→60.00 | 50→50 | 0→60
Intervention | OSC1–2 | 242 | Segment D | 26:14.8 | 26:22.8 | 8 | SLS + wash | 5.86→4.69 | 55→60 | 0→25
Intervention | OSC3–4 | 242 | Segment D | 26:14.8 | 26:22.8 | 8 | SLS + wash | 60.00→60.00 | 50→50 | 0→25
Intervention | OSC1–2 | 243 | Segment D | 26:22.8 | 26:27.8 | 5 | SLS + wash | 7.32→5.86 | 58→63 | 0→50
Intervention | OSC3–4 | 243 | Segment D | 26:22.8 | 26:27.8 | 5 | SLS + wash | 60.00→60.00 | 50→50 | 0→50
Intervention | OSC1–2 | 244 | Segment D | 26:27.8 | 26:35.8 | 8 | SLS + wash | 6.60→13.50 | 50→50 | 0→75
Intervention | OSC3–4 | 244 | Segment D | 26:27.8 | 26:35.8 | 8 | SLS + wash | 60.00→60.00 | 50→50 | 0→75
Intervention | OSC1–2 | 245 | D/E dark | 26:35.8 | 26:38.8 | 3 | Dark | 60.00→60.00 | 50→50 | 0→0
Intervention | OSC3–4 | 245 | D/E dark | 26:35.8 | 26:38.8 | 3 | Dark | 60.00→60.00 | 50→50 | 0→0
Intervention | OSC1–2 | 246 | Segment E opening | 26:38.8 | 26:43.8 | 5 | Wash | 60.00→60.00 | 50→50 | 75→0
Intervention | OSC3–4 | 246 | Segment E opening | 26:38.8 | 26:43.8 | 5 | Wash | 60.00→60.00 | 50→50 | 75→0
Intervention | OSC1–2 | 247 | Segment E opening | 26:43.8 | 26:53.8 | 10 | SLS + wash | 8.32→4.69 | 50→50 | 0→50
Intervention | OSC3–4 | 247 | Segment E opening | 26:43.8 | 26:53.8 | 10 | SLS + wash | 60.00→60.00 | 50→50 | 0→50
Intervention | OSC1–2 | 248 | Segment E opening | 26:53.8 | 27:23.8 | 30 | SLS + wash | 4.69→5.86 | 45→50 | 5→20
Intervention | OSC3–4 | 248 | Segment E opening | 26:53.8 | 27:23.8 | 30 | SLS + wash | 60.00→60.00 | 50→50 | 1→2
Intervention | OSC1–2 | 249 | Segment E opening | 27:23.8 | 27:48.8 | 25 | SLS + wash | 6.86→8.32 | 50→55 | 5→20
Intervention | OSC3–4 | 249 | Segment E opening | 27:23.8 | 27:48.8 | 25 | SLS + wash | 60.00→60.00 | 50→50 | 1→2
Intervention | OSC1–2 | 250 | Segment E opening | 27:48.8 | 28:08.8 | 20 | SLS + wash | 8.32→9.10 | 55→60 | 5→20
Intervention | OSC3–4 | 250 | Segment E opening | 27:48.8 | 28:08.8 | 20 | SLS + wash | 60.00→60.00 | 50→50 | 1→2
Intervention | OSC1–2 | 251 | Segment E opening | 28:08.8 | 28:16.8 | 8 | Wash | 60.00→60.00 | 50→50 | 5→50
Intervention | OSC3–4 | 251 | Segment E opening | 28:08.8 | 28:16.8 | 8 | Wash | 60.00→60.00 | 50→50 | 1→2
Intervention | OSC1–2 | 252 | Segment E dark | 28:16.8 | 28:18.8 | 2 | Dark | 60.00→60.00 | 50→50 | 0→0
Intervention | OSC3–4 | 252 | Segment E dark | 28:16.8 | 28:18.8 | 2 | Dark | 60.00→60.00 | 50→50 | 0→0
Intervention | OSC1–2 | 253 | Segment E continuation | 28:18.8 | 28:28.8 | 10 | SLS + wash | 9.00→13.50 | 60→65 | 5→20
Intervention | OSC3–4 | 253 | Segment E continuation | 28:18.8 | 28:28.8 | 10 | SLS + wash | 60.00→60.00 | 50→50 | 1→2
Intervention | OSC1–2 | 254 | Segment E continuation | 28:28.8 | 28:38.8 | 10 | SLS + wash | 13.50→15.00 | 63→70 | 5→20
Intervention | OSC3–4 | 254 | Segment E continuation | 28:28.8 | 28:38.8 | 10 | SLS + wash | 60.00→60.00 | 50→50 | 1→2
Intervention | OSC1–2 | 255 | Segment E continuation | 28:38.8 | 28:43.8 | 5 | SLS + wash | 14.52→15.00 | 65→75 | 5→20
Intervention | OSC3–4 | 255 | Segment E continuation | 28:38.8 | 28:43.8 | 5 | SLS + wash | 60.00→60.00 | 50→50 | 1→2
Intervention | OSC1–2 | 256 | Segment E continuation | 28:43.8 | 28:48.8 | 5 | SLS + wash | 15.00→15.00 | 60→70 | 5→20
Intervention | OSC3–4 | 256 | Segment E continuation | 28:43.8 | 28:48.8 | 5 | SLS + wash | 60.00→60.00 | 50→50 | 1→2
Intervention | OSC1–2 | 257 | Segment E continuation | 28:48.8 | 28:53.8 | 5 | SLS + wash | 15.00→7.32 | 50→50 | 5→50
Intervention | OSC3–4 | 257 | Segment E continuation | 28:48.8 | 28:53.8 | 5 | SLS + wash | 60.00→60.00 | 50→50 | 5→50
Intervention | OSC1–2 | 258 | Segment E continuation | 28:53.8 | 29:00.8 | 7 | SLS + wash | 7.32→14.52 | 60→75 | 5→20
Intervention | OSC3–4 | 258 | Segment E continuation | 28:53.8 | 29:00.8 | 7 | SLS + wash | 60.00→60.00 | 50→50 | 1→2
Intervention | OSC1–2 | 259 | Segment E continuation | 29:00.8 | 29:10.8 | 10 | SLS + wash | 15.00→6.60 | 55→70 | 10→5
Intervention | OSC3–4 | 259 | Segment E continuation | 29:00.8 | 29:10.8 | 10 | SLS + wash | 60.00→60.00 | 50→50 | 1→1
Intervention | OSC1–2 | 260 | Cooldown | 29:10.8 | 29:11.8 | 1 | Wash | 60.00→60.00 | 50→50 | 0→1
Intervention | OSC3–4 | 260 | Cooldown | 29:10.8 | 29:11.8 | 1 | Wash | 60.00→60.00 | 50→50 | 0→1
Intervention | OSC1–2 | 261 | Cooldown | 29:11.8 | 29:12.8 | 1 | Wash | 60.00→60.00 | 50→50 | 0→4
Intervention | OSC3–4 | 261 | Cooldown | 29:11.8 | 29:12.8 | 1 | Wash | 60.00→60.00 | 50→50 | 0→4
Intervention | OSC1–2 | 262 | Cooldown | 29:12.8 | 29:13.8 | 1 | Wash | 60.00→60.00 | 50→50 | 4→8
Intervention | OSC3–4 | 262 | Cooldown | 29:12.8 | 29:13.8 | 1 | Wash | 60.00→60.00 | 50→50 | 4→8
Intervention | OSC1–2 | 263 | Cooldown | 29:13.8 | 29:14.8 | 1 | Wash | 60.00→60.00 | 50→50 | 8→13
Intervention | OSC3–4 | 263 | Cooldown | 29:13.8 | 29:14.8 | 1 | Wash | 60.00→60.00 | 50→50 | 8→13
Intervention | OSC1–2 | 264 | Cooldown | 29:14.8 | 29:15.8 | 1 | Wash | 60.00→60.00 | 50→50 | 13→17
Intervention | OSC3–4 | 264 | Cooldown | 29:14.8 | 29:15.8 | 1 | Wash | 60.00→60.00 | 50→50 | 13→17
Intervention | OSC1–2 | 265 | Cooldown | 29:15.8 | 29:16.8 | 1 | Wash | 60.00→60.00 | 50→50 | 17→22
Intervention | OSC3–4 | 265 | Cooldown | 29:15.8 | 29:16.8 | 1 | Wash | 60.00→60.00 | 50→50 | 17→22
Intervention | OSC1–2 | 266 | Cooldown | 29:16.8 | 29:17.8 | 1 | Wash | 60.00→60.00 | 50→50 | 22→26
Intervention | OSC3–4 | 266 | Cooldown | 29:16.8 | 29:17.8 | 1 | Wash | 60.00→60.00 | 50→50 | 22→26
Intervention | OSC1–2 | 267 | Cooldown | 29:17.8 | 29:18.8 | 1 | Wash | 60.00→60.00 | 50→50 | 26→31
Intervention | OSC3–4 | 267 | Cooldown | 29:17.8 | 29:18.8 | 1 | Wash | 60.00→60.00 | 50→50 | 26→31
Intervention | OSC1–2 | 268 | Cooldown | 29:18.8 | 29:19.8 | 1 | Wash | 60.00→60.00 | 50→50 | 31→35
Intervention | OSC3–4 | 268 | Cooldown | 29:18.8 | 29:19.8 | 1 | Wash | 60.00→60.00 | 50→50 | 31→35
Intervention | OSC1–2 | 269 | Cooldown | 29:19.8 | 29:20.8 | 1 | Wash | 60.00→60.00 | 50→50 | 35→40
Intervention | OSC3–4 | 269 | Cooldown | 29:19.8 | 29:20.8 | 1 | Wash | 60.00→60.00 | 50→50 | 35→40
Intervention | OSC1–2 | 270 | Cooldown | 29:20.8 | 29:21.8 | 1 | Wash | 60.00→60.00 | 50→50 | 40→44
Intervention | OSC3–4 | 270 | Cooldown | 29:20.8 | 29:21.8 | 1 | Wash | 60.00→60.00 | 50→50 | 40→44
Intervention | OSC1–2 | 271 | Cooldown | 29:21.8 | 29:22.8 | 1 | Wash | 60.00→60.00 | 50→50 | 44→48
Intervention | OSC3–4 | 271 | Cooldown | 29:21.8 | 29:22.8 | 1 | Wash | 60.00→60.00 | 50→50 | 44→48
Intervention | OSC1–2 | 272 | Cooldown | 29:22.8 | 29:23.8 | 1 | Wash | 60.00→60.00 | 50→50 | 48→53
Intervention | OSC3–4 | 272 | Cooldown | 29:22.8 | 29:23.8 | 1 | Wash | 60.00→60.00 | 50→50 | 48→53
Intervention | OSC1–2 | 273 | Cooldown | 29:23.8 | 29:24.8 | 1 | Wash | 60.00→60.00 | 50→50 | 53→57
Intervention | OSC3–4 | 273 | Cooldown | 29:23.8 | 29:24.8 | 1 | Wash | 60.00→60.00 | 50→50 | 53→57
Intervention | OSC1–2 | 274 | Cooldown | 29:24.8 | 29:25.8 | 1 | Wash | 60.00→60.00 | 50→50 | 57→62
Intervention | OSC3–4 | 274 | Cooldown | 29:24.8 | 29:25.8 | 1 | Wash | 60.00→60.00 | 50→50 | 57→62
Intervention | OSC1–2 | 275 | Cooldown | 29:25.8 | 29:26.8 | 1 | Wash | 60.00→60.00 | 50→50 | 62→66
Intervention | OSC3–4 | 275 | Cooldown | 29:25.8 | 29:26.8 | 1 | Wash | 60.00→60.00 | 50→50 | 62→66
Intervention | OSC1–2 | 276 | Cooldown | 29:26.8 | 29:27.8 | 1 | Wash | 60.00→60.00 | 50→50 | 66→71
Intervention | OSC3–4 | 276 | Cooldown | 29:26.8 | 29:27.8 | 1 | Wash | 60.00→60.00 | 50→50 | 66→71
Intervention | OSC1–2 | 277 | Cooldown | 29:27.8 | 29:28.8 | 1 | Wash | 60.00→60.00 | 50→50 | 71→75
Intervention | OSC3–4 | 277 | Cooldown | 29:27.8 | 29:28.8 | 1 | Wash | 60.00→60.00 | 50→50 | 71→75
Intervention | OSC1–2 | 278 | Cooldown | 29:28.8 | 29:29.8 | 1 | Wash | 60.00→60.00 | 50→50 | 75→80
Intervention | OSC3–4 | 278 | Cooldown | 29:28.8 | 29:29.8 | 1 | Wash | 60.00→60.00 | 50→50 | 75→80
Intervention | OSC1–2 | 279 | Cooldown | 29:29.8 | 29:30.8 | 1 | Wash | 60.00→60.00 | 50→50 | 80→84
Intervention | OSC3–4 | 279 | Cooldown | 29:29.8 | 29:30.8 | 1 | Wash | 60.00→60.00 | 50→50 | 80→84
Intervention | OSC1–2 | 280 | Cooldown | 29:30.8 | 29:31.8 | 1 | Wash | 60.00→60.00 | 50→50 | 84→89
Intervention | OSC3–4 | 280 | Cooldown | 29:30.8 | 29:31.8 | 1 | Wash | 60.00→60.00 | 50→50 | 84→89
Intervention | OSC1–2 | 281 | Cooldown | 29:31.8 | 29:32.8 | 1 | Wash | 60.00→60.00 | 50→50 | 89→93
Intervention | OSC3–4 | 281 | Cooldown | 29:31.8 | 29:32.8 | 1 | Wash | 60.00→60.00 | 50→50 | 89→93
Intervention | OSC1–2 | 282 | Cooldown | 29:32.8 | 29:33.8 | 1 | Wash | 60.00→60.00 | 50→50 | 93→98
Intervention | OSC3–4 | 282 | Cooldown | 29:32.8 | 29:33.8 | 1 | Wash | 60.00→60.00 | 50→50 | 93→98
Intervention | OSC1–2 | 283 | Cooldown | 29:33.8 | 29:34.8 | 1 | Wash | 60.00→60.00 | 50→50 | 99→96
Intervention | OSC3–4 | 283 | Cooldown | 29:33.8 | 29:34.8 | 1 | Wash | 60.00→60.00 | 50→50 | 99→96
Intervention | OSC1–2 | 284 | Cooldown | 29:34.8 | 29:35.8 | 1 | Wash | 60.00→60.00 | 50→50 | 96→94
Intervention | OSC3–4 | 284 | Cooldown | 29:34.8 | 29:35.8 | 1 | Wash | 60.00→60.00 | 50→50 | 96→94
Intervention | OSC1–2 | 285 | Cooldown | 29:35.8 | 29:36.8 | 1 | Wash | 60.00→60.00 | 50→50 | 94→92
Intervention | OSC3–4 | 285 | Cooldown | 29:35.8 | 29:36.8 | 1 | Wash | 60.00→60.00 | 50→50 | 94→92
Intervention | OSC1–2 | 286 | Cooldown | 29:36.8 | 29:37.8 | 1 | Wash | 60.00→60.00 | 50→50 | 92→90
Intervention | OSC3–4 | 286 | Cooldown | 29:36.8 | 29:37.8 | 1 | Wash | 60.00→60.00 | 50→50 | 92→90
Intervention | OSC1–2 | 287 | Cooldown | 29:37.8 | 29:38.8 | 1 | Wash | 60.00→60.00 | 50→50 | 90→88
Intervention | OSC3–4 | 287 | Cooldown | 29:37.8 | 29:38.8 | 1 | Wash | 60.00→60.00 | 50→50 | 90→88
Intervention | OSC1–2 | 288 | Cooldown | 29:38.8 | 29:39.8 | 1 | Wash | 60.00→60.00 | 50→50 | 88→86
Intervention | OSC3–4 | 288 | Cooldown | 29:38.8 | 29:39.8 | 1 | Wash | 60.00→60.00 | 50→50 | 88→86
Intervention | OSC1–2 | 289 | Cooldown | 29:39.8 | 29:40.8 | 1 | Wash | 60.00→60.00 | 50→50 | 86→84
Intervention | OSC3–4 | 289 | Cooldown | 29:39.8 | 29:40.8 | 1 | Wash | 60.00→60.00 | 50→50 | 86→84
Intervention | OSC1–2 | 290 | Cooldown | 29:40.8 | 29:41.8 | 1 | Wash | 60.00→60.00 | 50→50 | 84→82
Intervention | OSC3–4 | 290 | Cooldown | 29:40.8 | 29:41.8 | 1 | Wash | 60.00→60.00 | 50→50 | 84→82
Intervention | OSC1–2 | 291 | Cooldown | 29:41.8 | 29:42.8 | 1 | Wash | 60.00→60.00 | 50→50 | 82→80
Intervention | OSC3–4 | 291 | Cooldown | 29:41.8 | 29:42.8 | 1 | Wash | 60.00→60.00 | 50→50 | 82→80
Intervention | OSC1–2 | 292 | Cooldown | 29:42.8 | 29:43.8 | 1 | Wash | 60.00→60.00 | 50→50 | 80→78
Intervention | OSC3–4 | 292 | Cooldown | 29:42.8 | 29:43.8 | 1 | Wash | 60.00→60.00 | 50→50 | 80→78
Intervention | OSC1–2 | 293 | Cooldown | 29:43.8 | 29:44.8 | 1 | Wash | 60.00→60.00 | 50→50 | 78→76
Intervention | OSC3–4 | 293 | Cooldown | 29:43.8 | 29:44.8 | 1 | Wash | 60.00→60.00 | 50→50 | 78→76
Intervention | OSC1–2 | 294 | Cooldown | 29:44.8 | 29:45.8 | 1 | Wash | 60.00→60.00 | 50→50 | 76→73
Intervention | OSC3–4 | 294 | Cooldown | 29:44.8 | 29:45.8 | 1 | Wash | 60.00→60.00 | 50→50 | 76→73
Intervention | OSC1–2 | 295 | Cooldown | 29:45.8 | 29:46.8 | 1 | Wash | 60.00→60.00 | 50→50 | 73→71
Intervention | OSC3–4 | 295 | Cooldown | 29:45.8 | 29:46.8 | 1 | Wash | 60.00→60.00 | 50→50 | 73→71
Intervention | OSC1–2 | 296 | Cooldown | 29:46.8 | 29:47.8 | 1 | Wash | 60.00→60.00 | 50→50 | 71→69
Intervention | OSC3–4 | 296 | Cooldown | 29:46.8 | 29:47.8 | 1 | Wash | 60.00→60.00 | 50→50 | 71→69
Intervention | OSC1–2 | 297 | Cooldown | 29:47.8 | 29:48.8 | 1 | Wash | 60.00→60.00 | 50→50 | 69→67
Intervention | OSC3–4 | 297 | Cooldown | 29:47.8 | 29:48.8 | 1 | Wash | 60.00→60.00 | 50→50 | 69→67
Intervention | OSC1–2 | 298 | Cooldown | 29:48.8 | 29:49.8 | 1 | Wash | 60.00→60.00 | 50→50 | 67→65
Intervention | OSC3–4 | 298 | Cooldown | 29:48.8 | 29:49.8 | 1 | Wash | 60.00→60.00 | 50→50 | 67→65
Intervention | OSC1–2 | 299 | Cooldown | 29:49.8 | 29:50.8 | 1 | Wash | 60.00→60.00 | 50→50 | 65→63
Intervention | OSC3–4 | 299 | Cooldown | 29:49.8 | 29:50.8 | 1 | Wash | 60.00→60.00 | 50→50 | 65→63
Intervention | OSC1–2 | 300 | Cooldown | 29:50.8 | 29:51.8 | 1 | Wash | 60.00→60.00 | 50→50 | 63→61
Intervention | OSC3–4 | 300 | Cooldown | 29:50.8 | 29:51.8 | 1 | Wash | 60.00→60.00 | 50→50 | 63→61
Intervention | OSC1–2 | 301 | Cooldown | 29:51.8 | 29:52.8 | 1 | Wash | 60.00→60.00 | 50→50 | 61→59
Intervention | OSC3–4 | 301 | Cooldown | 29:51.8 | 29:52.8 | 1 | Wash | 60.00→60.00 | 50→50 | 61→59
Intervention | OSC1–2 | 302 | Cooldown | 29:52.8 | 29:53.8 | 1 | Wash | 60.00→60.00 | 50→50 | 59→57
Intervention | OSC3–4 | 302 | Cooldown | 29:52.8 | 29:53.8 | 1 | Wash | 60.00→60.00 | 50→50 | 59→57
Intervention | OSC1–2 | 303 | Cooldown | 29:53.8 | 29:54.8 | 1 | Wash | 60.00→60.00 | 50→50 | 57→55
Intervention | OSC3–4 | 303 | Cooldown | 29:53.8 | 29:54.8 | 1 | Wash | 60.00→60.00 | 50→50 | 57→55
Intervention | OSC1–2 | 304 | Cooldown | 29:54.8 | 29:55.8 | 1 | Wash | 60.00→60.00 | 50→50 | 55→53
Intervention | OSC3–4 | 304 | Cooldown | 29:54.8 | 29:55.8 | 1 | Wash | 60.00→60.00 | 50→50 | 55→53
Intervention | OSC1–2 | 305 | Cooldown | 29:55.8 | 29:56.8 | 1 | Wash | 60.00→60.00 | 50→50 | 53→51
Intervention | OSC3–4 | 305 | Cooldown | 29:55.8 | 29:56.8 | 1 | Wash | 60.00→60.00 | 50→50 | 53→51
Intervention | OSC1–2 | 306 | Cooldown | 29:56.8 | 29:57.8 | 1 | Wash | 60.00→60.00 | 50→50 | 51→48
Intervention | OSC3–4 | 306 | Cooldown | 29:56.8 | 29:57.8 | 1 | Wash | 60.00→60.00 | 50→50 | 51→48
Intervention | OSC1–2 | 307 | Cooldown | 29:57.8 | 29:58.8 | 1 | Wash | 60.00→60.00 | 50→50 | 48→46
Intervention | OSC3–4 | 307 | Cooldown | 29:57.8 | 29:58.8 | 1 | Wash | 60.00→60.00 | 50→50 | 48→46
Intervention | OSC1–2 | 308 | Cooldown | 29:58.8 | 29:59.8 | 1 | Wash | 60.00→60.00 | 50→50 | 46→44
Intervention | OSC3–4 | 308 | Cooldown | 29:58.8 | 29:59.8 | 1 | Wash | 60.00→60.00 | 50→50 | 46→44
Intervention | OSC1–2 | 309 | Cooldown | 29:59.8 | 30:00.8 | 1 | Wash | 60.00→60.00 | 50→50 | 44→42
Intervention | OSC3–4 | 309 | Cooldown | 29:59.8 | 30:00.8 | 1 | Wash | 60.00→60.00 | 50→50 | 44→42
Intervention | OSC1–2 | 310 | Cooldown | 30:00.8 | 30:01.8 | 1 | Wash | 60.00→60.00 | 50→50 | 42→40
Intervention | OSC3–4 | 310 | Cooldown | 30:00.8 | 30:01.8 | 1 | Wash | 60.00→60.00 | 50→50 | 42→40
Intervention | OSC1–2 | 311 | Cooldown | 30:01.8 | 30:02.8 | 1 | Wash | 60.00→60.00 | 50→50 | 40→38
Intervention | OSC3–4 | 311 | Cooldown | 30:01.8 | 30:02.8 | 1 | Wash | 60.00→60.00 | 50→50 | 40→38
Intervention | OSC1–2 | 312 | Cooldown | 30:02.8 | 30:03.8 | 1 | Wash | 60.00→60.00 | 50→50 | 38→36
Intervention | OSC3–4 | 312 | Cooldown | 30:02.8 | 30:03.8 | 1 | Wash | 60.00→60.00 | 50→50 | 38→36
Intervention | OSC1–2 | 313 | Cooldown | 30:03.8 | 30:04.8 | 1 | Wash | 60.00→60.00 | 50→50 | 36→34
Intervention | OSC3–4 | 313 | Cooldown | 30:03.8 | 30:04.8 | 1 | Wash | 60.00→60.00 | 50→50 | 36→34
Intervention | OSC1–2 | 314 | Cooldown | 30:04.8 | 30:05.8 | 1 | Wash | 60.00→60.00 | 50→50 | 34→32
Intervention | OSC3–4 | 314 | Cooldown | 30:04.8 | 30:05.8 | 1 | Wash | 60.00→60.00 | 50→50 | 34→32
Intervention | OSC1–2 | 315 | Cooldown | 30:05.8 | 30:06.8 | 1 | Wash | 60.00→60.00 | 50→50 | 32→30
Intervention | OSC3–4 | 315 | Cooldown | 30:05.8 | 30:06.8 | 1 | Wash | 60.00→60.00 | 50→50 | 32→30
Intervention | OSC1–2 | 316 | Cooldown | 30:06.8 | 30:07.8 | 1 | Wash | 60.00→60.00 | 50→50 | 30→28
Intervention | OSC3–4 | 316 | Cooldown | 30:06.8 | 30:07.8 | 1 | Wash | 60.00→60.00 | 50→50 | 30→28
Intervention | OSC1–2 | 317 | Cooldown | 30:07.8 | 30:08.8 | 1 | Wash | 60.00→60.00 | 50→50 | 28→26
Intervention | OSC3–4 | 317 | Cooldown | 30:07.8 | 30:08.8 | 1 | Wash | 60.00→60.00 | 50→50 | 28→26
Intervention | OSC1–2 | 318 | Cooldown | 30:08.8 | 30:09.8 | 1 | Wash | 60.00→60.00 | 50→50 | 26→23
Intervention | OSC3–4 | 318 | Cooldown | 30:08.8 | 30:09.8 | 1 | Wash | 60.00→60.00 | 50→50 | 26→23
Intervention | OSC1–2 | 319 | Cooldown | 30:09.8 | 30:10.8 | 1 | Wash | 60.00→60.00 | 50→50 | 23→21
Intervention | OSC3–4 | 319 | Cooldown | 30:09.8 | 30:10.8 | 1 | Wash | 60.00→60.00 | 50→50 | 23→21
Intervention | OSC1–2 | 320 | Cooldown | 30:10.8 | 30:11.8 | 1 | Wash | 60.00→60.00 | 50→50 | 21→19
Intervention | OSC3–4 | 320 | Cooldown | 30:10.8 | 30:11.8 | 1 | Wash | 60.00→60.00 | 50→50 | 21→19
Intervention | OSC1–2 | 321 | Cooldown | 30:11.8 | 30:12.8 | 1 | Wash | 60.00→60.00 | 50→50 | 19→17
Intervention | OSC3–4 | 321 | Cooldown | 30:11.8 | 30:12.8 | 1 | Wash | 60.00→60.00 | 50→50 | 19→17
Intervention | OSC1–2 | 322 | Cooldown | 30:12.8 | 30:13.8 | 1 | Wash | 60.00→60.00 | 50→50 | 17→15
Intervention | OSC3–4 | 322 | Cooldown | 30:12.8 | 30:13.8 | 1 | Wash | 60.00→60.00 | 50→50 | 17→15
Intervention | OSC1–2 | 323 | Cooldown | 30:13.8 | 30:14.8 | 1 | Wash | 60.00→60.00 | 50→50 | 15→13
Intervention | OSC3–4 | 323 | Cooldown | 30:13.8 | 30:14.8 | 1 | Wash | 60.00→60.00 | 50→50 | 15→13
Intervention | OSC1–2 | 324 | Cooldown | 30:14.8 | 30:15.8 | 1 | Wash | 60.00→60.00 | 50→50 | 13→11
Intervention | OSC3–4 | 324 | Cooldown | 30:14.8 | 30:15.8 | 1 | Wash | 60.00→60.00 | 50→50 | 13→11
Intervention | OSC1–2 | 325 | Cooldown | 30:15.8 | 30:16.8 | 1 | Wash | 60.00→60.00 | 50→50 | 11→9
Intervention | OSC3–4 | 325 | Cooldown | 30:15.8 | 30:16.8 | 1 | Wash | 60.00→60.00 | 50→50 | 11→9
Intervention | OSC1–2 | 326 | Cooldown | 30:16.8 | 30:17.8 | 1 | Wash | 60.00→60.00 | 50→50 | 9→7
Intervention | OSC3–4 | 326 | Cooldown | 30:16.8 | 30:17.8 | 1 | Wash | 60.00→60.00 | 50→50 | 9→7
Intervention | OSC1–2 | 327 | Cooldown | 30:17.8 | 30:18.8 | 1 | Wash | 60.00→60.00 | 50→50 | 7→5
Intervention | OSC3–4 | 327 | Cooldown | 30:17.8 | 30:18.8 | 1 | Wash | 60.00→60.00 | 50→50 | 7→5
Intervention | OSC1–2 | 328 | Cooldown | 30:18.8 | 30:19.8 | 1 | Wash | 60.00→60.00 | 50→50 | 5→3
Intervention | OSC3–4 | 328 | Cooldown | 30:18.8 | 30:19.8 | 1 | Wash | 60.00→60.00 | 50→50 | 5→3
Intervention | OSC1–2 | 329 | Cooldown | 30:19.8 | 30:20.8 | 1 | Wash | 60.00→60.00 | 50→50 | 3→1
Intervention | OSC3–4 | 329 | Cooldown | 30:19.8 | 30:20.8 | 1 | Wash | 60.00→60.00 | 50→50 | 3→1
Intervention | OSC1–2 | 330 | Cooldown | 30:20.8 | 30:22.1 | 1.3 | Wash | 60.00→60.00 | 50→50 | 1→0
Intervention | OSC3–4 | 330 | Cooldown | 30:20.8 | 30:22.1 | 1.3 | Wash | 60.00→60.00 | 50→50 | 1→0
Control | OSC1–2 | 1 | Warmup | 00:00.0 | 00:01.0 | 1 | Wash | 60.00→60.00 | 50→50 | 0→1
Control | OSC3–4 | 1 | Warmup | 00:00.0 | 00:01.0 | 1 | Wash | 60.00→60.00 | 50→50 | 0→1
Control | OSC1–2 | 2 | Warmup | 00:01.0 | 00:02.0 | 1 | Wash | 60.00→60.00 | 50→50 | 1→4
Control | OSC3–4 | 2 | Warmup | 00:01.0 | 00:02.0 | 1 | Wash | 60.00→60.00 | 50→50 | 1→4
Control | OSC1–2 | 3 | Warmup | 00:02.0 | 00:03.0 | 1 | Wash | 60.00→60.00 | 50→50 | 4→7
Control | OSC3–4 | 3 | Warmup | 00:02.0 | 00:03.0 | 1 | Wash | 60.00→60.00 | 50→50 | 4→7
Control | OSC1–2 | 4 | Warmup | 00:03.0 | 00:04.0 | 1 | Wash | 60.00→60.00 | 50→50 | 7→10
Control | OSC3–4 | 4 | Warmup | 00:03.0 | 00:04.0 | 1 | Wash | 60.00→60.00 | 50→50 | 7→10
Control | OSC1–2 | 5 | Warmup | 00:04.0 | 00:05.0 | 1 | Wash | 60.00→60.00 | 50→50 | 10→13
Control | OSC3–4 | 5 | Warmup | 00:04.0 | 00:05.0 | 1 | Wash | 60.00→60.00 | 50→50 | 10→13
Control | OSC1–2 | 6 | Warmup | 00:05.0 | 00:06.0 | 1 | Wash | 60.00→60.00 | 50→50 | 13→16
Control | OSC3–4 | 6 | Warmup | 00:05.0 | 00:06.0 | 1 | Wash | 60.00→60.00 | 50→50 | 13→16
Control | OSC1–2 | 7 | Warmup | 00:06.0 | 00:07.0 | 1 | Wash | 60.00→60.00 | 50→50 | 19→22
Control | OSC3–4 | 7 | Warmup | 00:06.0 | 00:07.0 | 1 | Wash | 60.00→60.00 | 50→50 | 19→22
Control | OSC1–2 | 8 | Warmup | 00:07.0 | 00:08.0 | 1 | Wash | 60.00→60.00 | 50→50 | 22→25
Control | OSC3–4 | 8 | Warmup | 00:07.0 | 00:08.0 | 1 | Wash | 60.00→60.00 | 50→50 | 22→25
Control | OSC1–2 | 9 | Warmup | 00:08.0 | 00:09.0 | 1 | Wash | 60.00→60.00 | 50→50 | 25→28
Control | OSC3–4 | 9 | Warmup | 00:08.0 | 00:09.0 | 1 | Wash | 60.00→60.00 | 50→50 | 25→28
Control | OSC1–2 | 10 | Warmup | 00:09.0 | 00:10.0 | 1 | Wash | 60.00→60.00 | 50→50 | 28→31
Control | OSC3–4 | 10 | Warmup | 00:09.0 | 00:10.0 | 1 | Wash | 60.00→60.00 | 50→50 | 28→31
Control | OSC1–2 | 11 | Warmup | 00:10.0 | 00:11.0 | 1 | Wash | 60.00→60.00 | 50→50 | 31→34
Control | OSC3–4 | 11 | Warmup | 00:10.0 | 00:11.0 | 1 | Wash | 60.00→60.00 | 50→50 | 31→34
Control | OSC1–2 | 12 | Warmup | 00:11.0 | 00:12.0 | 1 | Wash | 60.00→60.00 | 50→50 | 34→37
Control | OSC3–4 | 12 | Warmup | 00:11.0 | 00:12.0 | 1 | Wash | 60.00→60.00 | 50→50 | 34→37
Control | OSC1–2 | 13 | Warmup | 00:12.0 | 00:13.0 | 1 | Wash | 60.00→60.00 | 50→50 | 37→40
Control | OSC3–4 | 13 | Warmup | 00:12.0 | 00:13.0 | 1 | Wash | 60.00→60.00 | 50→50 | 37→40
Control | OSC1–2 | 14 | Warmup | 00:13.0 | 00:14.0 | 1 | Wash | 60.00→60.00 | 50→50 | 40→43
Control | OSC3–4 | 14 | Warmup | 00:13.0 | 00:14.0 | 1 | Wash | 60.00→60.00 | 50→50 | 40→43
Control | OSC1–2 | 15 | Warmup | 00:14.0 | 00:15.0 | 1 | Wash | 60.00→60.00 | 50→50 | 43→46
Control | OSC3–4 | 15 | Warmup | 00:14.0 | 00:15.0 | 1 | Wash | 60.00→60.00 | 50→50 | 43→46
Control | OSC1–2 | 16 | Warmup | 00:15.0 | 00:16.0 | 1 | Wash | 60.00→60.00 | 50→50 | 46→49
Control | OSC3–4 | 16 | Warmup | 00:15.0 | 00:16.0 | 1 | Wash | 60.00→60.00 | 50→50 | 46→49
Control | OSC1–2 | 17 | Warmup | 00:16.0 | 00:17.0 | 1 | Wash | 60.00→60.00 | 50→50 | 49→52
Control | OSC3–4 | 17 | Warmup | 00:16.0 | 00:17.0 | 1 | Wash | 60.00→60.00 | 50→50 | 49→52
Control | OSC1–2 | 18 | Warmup | 00:17.0 | 00:18.0 | 1 | Wash | 60.00→60.00 | 50→50 | 52→55
Control | OSC3–4 | 18 | Warmup | 00:17.0 | 00:18.0 | 1 | Wash | 60.00→60.00 | 50→50 | 52→55
Control | OSC1–2 | 19 | Warmup | 00:18.0 | 00:19.0 | 1 | Wash | 60.00→60.00 | 50→50 | 55→58
Control | OSC3–4 | 19 | Warmup | 00:18.0 | 00:19.0 | 1 | Wash | 60.00→60.00 | 50→50 | 55→58
Control | OSC1–2 | 20 | Warmup | 00:19.0 | 00:20.0 | 1 | Wash | 60.00→60.00 | 50→50 | 58→61
Control | OSC3–4 | 20 | Warmup | 00:19.0 | 00:20.0 | 1 | Wash | 60.00→60.00 | 50→50 | 58→61
Control | OSC1–2 | 21 | Warmup | 00:20.0 | 00:21.0 | 1 | Wash | 60.00→60.00 | 50→50 | 61→64
Control | OSC3–4 | 21 | Warmup | 00:20.0 | 00:21.0 | 1 | Wash | 60.00→60.00 | 50→50 | 61→64
Control | OSC1–2 | 22 | Warmup | 00:21.0 | 00:22.0 | 1 | Wash | 60.00→60.00 | 50→50 | 64→67
Control | OSC3–4 | 22 | Warmup | 00:21.0 | 00:22.0 | 1 | Wash | 60.00→60.00 | 50→50 | 64→67
Control | OSC1–2 | 23 | Warmup | 00:22.0 | 00:23.0 | 1 | Wash | 60.00→60.00 | 50→50 | 67→70
Control | OSC3–4 | 23 | Warmup | 00:22.0 | 00:23.0 | 1 | Wash | 60.00→60.00 | 50→50 | 67→70
Control | OSC1–2 | 24 | Warmup | 00:23.0 | 00:24.0 | 1 | Wash | 60.00→60.00 | 50→50 | 70→75
Control | OSC3–4 | 24 | Warmup | 00:23.0 | 00:24.0 | 1 | Wash | 60.00→60.00 | 50→50 | 70→75
Control | OSC1–2 | 25 | Segment A opening | 00:24.0 | 00:34.0 | 10 | Wash | 60.00→60.00 | 50→50 | 15→0
Control | OSC3–4 | 25 | Segment A opening | 00:24.0 | 00:34.0 | 10 | Wash | 60.00→60.00 | 50→50 | 15→50
Control | OSC1–2 | 26 | Segment A opening | 00:34.0 | 00:49.0 | 15 | SLS + wash | 7.32→3.75 | 50→50 | 1→4
Control | OSC3–4 | 26 | Segment A opening | 00:34.0 | 00:49.0 | 15 | SLS + wash | 60.00→60.00 | 50→50 | 10→40
Control | OSC1–2 | 27 | Segment A opening | 00:49.0 | 01:09.0 | 20 | SLS + wash | 3.75→4.69 | 45→55 | 40→0
Control | OSC3–4 | 27 | Segment A opening | 00:49.0 | 01:09.0 | 20 | SLS + wash | 60.00→60.00 | 50→50 | 0→40
Control | OSC1–2 | 28 | Segment A opening | 01:09.0 | 01:34.0 | 25 | SLS + wash | 5.69→6.86 | 50→60 | 1→4
Control | OSC3–4 | 28 | Segment A opening | 01:09.0 | 01:34.0 | 25 | SLS + wash | 60.00→60.00 | 50→50 | 10→40
Control | OSC1–2 | 29 | Segment A opening | 01:34.0 | 02:04.0 | 30 | SLS + wash | 6.86→7.32 | 55→65 | 1→4
Control | OSC3–4 | 29 | Segment A opening | 01:34.0 | 02:04.0 | 30 | SLS + wash | 60.00→60.00 | 50→50 | 10→40
Control | OSC1–2 | 30 | Segment A opening | 02:04.0 | 02:19.0 | 15 | SLS + wash | 7.32→9.10 | 60→70 | 1→4
Control | OSC3–4 | 30 | Segment A opening | 02:04.0 | 02:19.0 | 15 | SLS + wash | 60.00→60.00 | 50→50 | 10→40
Control | OSC1–2 | 31 | Segment A opening | 02:19.0 | 02:31.0 | 12 | Wash | 60.00→60.00 | 50→50 | 0→40
Control | OSC3–4 | 31 | Segment A opening | 02:19.0 | 02:31.0 | 12 | Wash | 60.00→60.00 | 50→50 | 1→40
Control | OSC1–2 | 32 | Segment A dark | 02:31.0 | 02:33.0 | 2 | Dark | 60.00→60.00 | 50→50 | 0→0
Control | OSC3–4 | 32 | Segment A dark | 02:31.0 | 02:33.0 | 2 | Dark | 60.00→60.00 | 50→50 | 0→0
Control | OSC1–2 | 33 | Segment A continuation | 02:33.0 | 02:51.0 | 18 | SLS + wash | 13.50→7.32 | 50→50 | 10→60
Control | OSC3–4 | 33 | Segment A continuation | 02:33.0 | 02:51.0 | 18 | SLS + wash | 60.00→60.00 | 50→50 | 10→60
Control | OSC1–2 | 34 | Segment A continuation | 02:51.0 | 03:15.0 | 24 | SLS + wash | 7.32→9.10 | 60→70 | 1→4
Control | OSC3–4 | 34 | Segment A continuation | 02:51.0 | 03:15.0 | 24 | SLS + wash | 60.00→60.00 | 50→50 | 10→40
Control | OSC1–2 | 35 | Segment A continuation | 03:15.0 | 03:37.0 | 22 | SLS + wash | 9.00→13.50 | 63→75 | 1→4
Control | OSC3–4 | 35 | Segment A continuation | 03:15.0 | 03:37.0 | 22 | SLS + wash | 60.00→60.00 | 50→50 | 10→40
Control | OSC1–2 | 36 | Segment A continuation | 03:37.0 | 03:57.0 | 20 | SLS + wash | 13.50→15.00 | 65→75 | 1→4
Control | OSC3–4 | 36 | Segment A continuation | 03:37.0 | 03:57.0 | 20 | SLS + wash | 60.00→60.00 | 50→50 | 10→40
Control | OSC1–2 | 37 | Segment A continuation | 03:57.0 | 04:12.0 | 15 | SLS + wash | 14.52→7.32 | 50→70 | 1→4
Control | OSC3–4 | 37 | Segment A continuation | 03:57.0 | 04:12.0 | 15 | SLS + wash | 60.00→60.00 | 50→50 | 10→40
Control | OSC1–2 | 38 | Segment A continuation | 04:12.0 | 04:22.0 | 10 | SLS + wash | 7.32→14.52 | 60→75 | 1→4
Control | OSC3–4 | 38 | Segment A continuation | 04:12.0 | 04:22.0 | 10 | SLS + wash | 60.00→60.00 | 50→50 | 10→40
Control | OSC1–2 | 39 | Segment A continuation | 04:22.0 | 04:30.0 | 8 | SLS + wash | 14.52→15.00 | 75→75 | 1→4
Control | OSC3–4 | 39 | Segment A continuation | 04:22.0 | 04:30.0 | 8 | SLS + wash | 60.00→60.00 | 50→50 | 10→40
Control | OSC1–2 | 40 | Segment A continuation | 04:30.0 | 04:37.0 | 7 | SLS + wash | 15.00→15.00 | 75→75 | 1→4
Control | OSC3–4 | 40 | Segment A continuation | 04:30.0 | 04:37.0 | 7 | SLS + wash | 60.00→60.00 | 50→50 | 10→40
Control | OSC1–2 | 41 | Segment A continuation | 04:37.0 | 04:55.0 | 18 | SLS + wash | 15.00→9.10 | 50→50 | 40→0
Control | OSC3–4 | 41 | Segment A continuation | 04:37.0 | 04:55.0 | 18 | SLS + wash | 60.00→60.00 | 50→50 | 0→40
Control | OSC1–2 | 42 | Segment A continuation | 04:55.0 | 05:10.0 | 15 | SLS + wash | 9.10→4.69 | 55→65 | 0→40
Control | OSC3–4 | 42 | Segment A continuation | 04:55.0 | 05:10.0 | 15 | SLS + wash | 60.00→60.00 | 50→50 | 0→40
Control | OSC1–2 | 43 | Segment A continuation | 05:10.0 | 05:20.0 | 10 | Wash | 60.00→60.00 | 50→50 | 0→75
Control | OSC3–4 | 43 | Segment A continuation | 05:10.0 | 05:20.0 | 10 | Wash | 60.00→60.00 | 50→50 | 0→75
Control | OSC1–2 | 44 | A/B dark | 05:20.0 | 05:23.0 | 3 | Dark | 60.00→60.00 | 50→50 | 0→0
Control | OSC3–4 | 44 | A/B dark | 05:20.0 | 05:23.0 | 3 | Dark | 60.00→60.00 | 50→50 | 0→0
Control | OSC1–2 | 45 | Segment B | 05:23.0 | 05:28.0 | 5 | Wash | 60.00→60.00 | 50→50 | 0→2
Control | OSC3–4 | 45 | Segment B | 05:23.0 | 05:28.0 | 5 | Wash | 60.00→60.00 | 50→50 | 0→35
Control | OSC1–2 | 46 | Segment B | 05:28.0 | 05:38.0 | 10 | Wash | 60.00→60.00 | 50→50 | 0→3
Control | OSC3–4 | 46 | Segment B | 05:28.0 | 05:38.0 | 10 | Wash | 60.00→60.00 | 50→50 | 0→75
Control | OSC1–2 | 47 | Segment B | 05:38.0 | 05:53.0 | 15 | SLS + wash | 7.32→6.60 | 50→53 | 0→4
Control | OSC3–4 | 47 | Segment B | 05:38.0 | 05:53.0 | 15 | SLS + wash | 60.00→60.00 | 50→50 | 0→40
Control | OSC1–2 | 48 | Segment B | 05:53.0 | 06:08.0 | 15 | SLS + wash | 6.60→4.69 | 53→55 | 1→4
Control | OSC3–4 | 48 | Segment B | 05:53.0 | 06:08.0 | 15 | SLS + wash | 60.00→60.00 | 50→50 | 10→40
Control | OSC1–2 | 49 | Segment B | 06:08.0 | 06:28.0 | 20 | SLS + wash | 5.86→7.32 | 55→60 | 4→1
Control | OSC3–4 | 49 | Segment B | 06:08.0 | 06:28.0 | 20 | SLS + wash | 60.00→60.00 | 50→50 | 40→10
Control | OSC1–2 | 50 | Segment B | 06:28.0 | 06:48.0 | 20 | SLS + wash | 7.32→9.10 | 60→65 | 1→4
Control | OSC3–4 | 50 | Segment B | 06:28.0 | 06:48.0 | 20 | SLS + wash | 60.00→60.00 | 50→50 | 10→40
Control | OSC1–2 | 51 | Segment B | 06:48.0 | 06:58.0 | 10 | SLS + wash | 9.10→5.86 | 50→50 | 30→0
Control | OSC3–4 | 51 | Segment B | 06:48.0 | 06:58.0 | 10 | SLS + wash | 60.00→60.00 | 50→50 | 0→40
Control | OSC1–2 | 52 | Segment B | 06:58.0 | 07:14.0 | 16 | SLS + wash | 5.86→7.32 | 50→50 | 60→0
Control | OSC3–4 | 52 | Segment B | 06:58.0 | 07:14.0 | 16 | SLS + wash | 60.00→60.00 | 50→50 | 0→60
Control | OSC1–2 | 53 | Segment B | 07:14.0 | 07:24.0 | 10 | SLS + wash | 7.32→9.10 | 60→65 | 0→4
Control | OSC3–4 | 53 | Segment B | 07:14.0 | 07:24.0 | 10 | SLS + wash | 60.00→60.00 | 50→50 | 0→40
Control | OSC1–2 | 54 | Segment B | 07:24.0 | 07:39.0 | 15 | SLS + wash | 9.00→13.50 | 63→55 | 4→7
Control | OSC3–4 | 54 | Segment B | 07:24.0 | 07:39.0 | 15 | SLS + wash | 60.00→60.00 | 50→50 | 40→70
Control | OSC1–2 | 55 | Segment B | 07:39.0 | 07:59.0 | 20 | SLS + wash | 13.50→15.00 | 48→40 | 7→4
Control | OSC3–4 | 55 | Segment B | 07:39.0 | 07:59.0 | 20 | SLS + wash | 60.00→60.00 | 50→50 | 70→40
Control | OSC1–2 | 56 | Segment B | 07:59.0 | 08:14.0 | 15 | SLS + wash | 14.52→7.32 | 40→60 | 1→6
Control | OSC3–4 | 56 | Segment B | 07:59.0 | 08:14.0 | 15 | SLS + wash | 60.00→60.00 | 50→50 | 10→60
Control | OSC1–2 | 57 | Segment B | 08:14.0 | 08:34.0 | 20 | SLS + wash | 7.32→14.52 | 75→75 | 0→8
Control | OSC3–4 | 57 | Segment B | 08:14.0 | 08:34.0 | 20 | SLS + wash | 60.00→60.00 | 50→50 | 0→76
Control | OSC1–2 | 58 | Segment B | 08:34.0 | 08:49.0 | 15 | SLS + wash | 14.52→15.00 | 75→50 | 8→8
Control | OSC3–4 | 58 | Segment B | 08:34.0 | 08:49.0 | 15 | SLS + wash | 60.00→60.00 | 50→50 | 76→81
Control | OSC1–2 | 59 | Segment B | 08:49.0 | 08:59.0 | 10 | SLS + wash | 15.00→15.00 | 50→25 | 8→9
Control | OSC3–4 | 59 | Segment B | 08:49.0 | 08:59.0 | 10 | SLS + wash | 60.00→60.00 | 50→50 | 81→87
Control | OSC1–2 | 60 | Segment B | 08:59.0 | 09:14.0 | 15 | SLS + wash | 15.00→15.00 | 50→50 | 0→100
Control | OSC3–4 | 60 | Segment B | 08:59.0 | 09:14.0 | 15 | SLS + wash | 60.00→60.00 | 50→50 | 0→100
Control | OSC1–2 | 61 | Segment B | 09:14.0 | 09:29.0 | 15 | SLS + wash | 15.00→7.32 | 60→65 | 0→4
Control | OSC3–4 | 61 | Segment B | 09:14.0 | 09:29.0 | 15 | SLS + wash | 60.00→60.00 | 50→50 | 0→40
Control | OSC1–2 | 62 | Segment B | 09:29.0 | 09:44.0 | 15 | SLS + wash | 9.00→13.50 | 63→55 | 4→7
Control | OSC3–4 | 62 | Segment B | 09:29.0 | 09:44.0 | 15 | SLS + wash | 60.00→60.00 | 50→50 | 40→70
Control | OSC1–2 | 63 | Segment B | 09:44.0 | 09:59.0 | 15 | SLS + wash | 14.52→7.32 | 60→75 | 7→4
Control | OSC3–4 | 63 | Segment B | 09:44.0 | 09:59.0 | 15 | SLS + wash | 60.00→60.00 | 50→50 | 70→40
Control | OSC1–2 | 64 | Segment B | 09:59.0 | 10:09.0 | 10 | SLS + wash | 7.32→15.00 | 50→75 | 1→6
Control | OSC3–4 | 64 | Segment B | 09:59.0 | 10:09.0 | 10 | SLS + wash | 60.00→60.00 | 50→50 | 10→60
Control | OSC1–2 | 65 | Segment B | 10:09.0 | 10:29.0 | 20 | Wash | 60.00→60.00 | 50→50 | 2→0
Control | OSC3–4 | 65 | Segment B | 10:09.0 | 10:29.0 | 20 | Wash | 60.00→60.00 | 50→50 | 60→0
Control | OSC1–2 | 66 | Segment B | 10:29.0 | 10:39.0 | 10 | SLS + wash | 9.10→4.69 | 50→50 | 0→75
Control | OSC3–4 | 66 | Segment B | 10:29.0 | 10:39.0 | 10 | SLS + wash | 60.00→60.00 | 50→50 | 0→75
Control | OSC1–2 | 67 | Segment B | 10:39.0 | 10:44.0 | 5 | Wash | 60.00→60.00 | 50→50 | 75→0
Control | OSC3–4 | 67 | Segment B | 10:39.0 | 10:44.0 | 5 | Wash | 60.00→60.00 | 50→50 | 75→0
Control | OSC1–2 | 68 | B/C1 dark | 10:44.0 | 10:47.0 | 3 | Dark | 60.00→60.00 | 50→50 | 0→0
Control | OSC3–4 | 68 | B/C1 dark | 10:44.0 | 10:47.0 | 3 | Dark | 60.00→60.00 | 50→50 | 0→0
Control | OSC1–2 | 69 | Segment C1 | 10:47.0 | 10:50.5 | 3.5 | SLS + wash | 3.75→4.69 | 50→53 | 4→1
Control | OSC3–4 | 69 | Segment C1 | 10:47.0 | 10:50.5 | 3.5 | SLS + wash | 60.00→60.00 | 50→50 | 40→10
Control | OSC1–2 | 70 | Segment C1 | 10:50.5 | 10:54.0 | 3.5 | SLS + wash | 4.69→5.86 | 53→55 | 1→4
Control | OSC3–4 | 70 | Segment C1 | 10:50.5 | 10:54.0 | 3.5 | SLS + wash | 60.00→60.00 | 50→50 | 10→40
Control | OSC1–2 | 71 | Segment C1 | 10:54.0 | 10:57.5 | 3.5 | SLS + wash | 5.86→7.32 | 55→60 | 4→1
Control | OSC3–4 | 71 | Segment C1 | 10:54.0 | 10:57.5 | 3.5 | SLS + wash | 60.00→60.00 | 50→50 | 40→10
Control | OSC1–2 | 72 | Segment C1 | 10:57.5 | 11:01.0 | 3.5 | SLS + wash | 7.32→4.69 | 50→53 | 4→1
Control | OSC3–4 | 72 | Segment C1 | 10:57.5 | 11:01.0 | 3.5 | SLS + wash | 60.00→60.00 | 50→50 | 40→10
Control | OSC1–2 | 73 | Segment C1 | 11:01.0 | 11:04.5 | 3.5 | SLS + wash | 4.69→5.86 | 53→55 | 1→4
Control | OSC3–4 | 73 | Segment C1 | 11:01.0 | 11:04.5 | 3.5 | SLS + wash | 60.00→60.00 | 50→50 | 10→40
Control | OSC1–2 | 74 | Segment C1 | 11:04.5 | 11:08.0 | 3.5 | SLS + wash | 5.86→7.32 | 55→60 | 4→1
Control | OSC3–4 | 74 | Segment C1 | 11:04.5 | 11:08.0 | 3.5 | SLS + wash | 60.00→60.00 | 50→50 | 40→10
Control | OSC1–2 | 75 | Segment C1 | 11:08.0 | 11:15.0 | 7 | SLS + wash | 9.10→7.32 | 50→60 | 10→40
Control | OSC3–4 | 75 | Segment C1 | 11:08.0 | 11:15.0 | 7 | SLS + wash | 60.00→60.00 | 50→50 | 10→40
Control | OSC1–2 | 76 | Segment C1 | 11:15.0 | 11:18.5 | 3.5 | SLS + wash | 7.32→9.10 | 60→65 | 1→4
Control | OSC3–4 | 76 | Segment C1 | 11:15.0 | 11:18.5 | 3.5 | SLS + wash | 60.00→60.00 | 50→50 | 10→40
Control | OSC1–2 | 77 | Segment C1 | 11:18.5 | 11:22.0 | 3.5 | SLS + wash | 9.00→13.50 | 63→55 | 7→4
Control | OSC3–4 | 77 | Segment C1 | 11:18.5 | 11:22.0 | 3.5 | SLS + wash | 60.00→60.00 | 50→50 | 70→40
Control | OSC1–2 | 78 | Segment C1 | 11:22.0 | 11:25.5 | 3.5 | SLS + wash | 13.50→15.00 | 48→40 | 7→4
Control | OSC3–4 | 78 | Segment C1 | 11:22.0 | 11:25.5 | 3.5 | SLS + wash | 60.00→60.00 | 50→50 | 70→40
Control | OSC1–2 | 79 | Segment C1 | 11:25.5 | 11:29.0 | 3.5 | SLS + wash | 15.00→9.10 | 60→65 | 1→4
Control | OSC3–4 | 79 | Segment C1 | 11:25.5 | 11:29.0 | 3.5 | SLS + wash | 60.00→60.00 | 50→50 | 10→40
Control | OSC1–2 | 80 | Segment C1 | 11:29.0 | 11:32.5 | 3.5 | SLS + wash | 9.00→13.50 | 63→55 | 7→4
Control | OSC3–4 | 80 | Segment C1 | 11:29.0 | 11:32.5 | 3.5 | SLS + wash | 60.00→60.00 | 50→50 | 70→40
Control | OSC1–2 | 81 | Segment C1 | 11:32.5 | 11:36.0 | 3.5 | SLS + wash | 13.50→15.00 | 48→40 | 7→4
Control | OSC3–4 | 81 | Segment C1 | 11:32.5 | 11:36.0 | 3.5 | SLS + wash | 60.00→60.00 | 50→50 | 70→40
Control | OSC1–2 | 82 | Segment C1 | 11:36.0 | 11:43.0 | 7 | SLS + wash | 15.00→13.50 | 40→60 | 10→60
Control | OSC3–4 | 82 | Segment C1 | 11:36.0 | 11:43.0 | 7 | SLS + wash | 60.00→60.00 | 50→50 | 10→60
Control | OSC1–2 | 83 | Segment C1 | 11:43.0 | 11:46.5 | 3.5 | SLS + wash | 13.50→14.52 | 75→75 | 8→8
Control | OSC3–4 | 83 | Segment C1 | 11:43.0 | 11:46.5 | 3.5 | SLS + wash | 60.00→60.00 | 50→50 | 76→81
Control | OSC1–2 | 84 | Segment C1 | 11:46.5 | 11:50.0 | 3.5 | SLS + wash | 14.52→15.00 | 75→50 | 8→9
Control | OSC3–4 | 84 | Segment C1 | 11:46.5 | 11:50.0 | 3.5 | SLS + wash | 60.00→60.00 | 50→50 | 81→87
Control | OSC1–2 | 85 | Segment C1 | 11:50.0 | 11:53.5 | 3.5 | SLS + wash | 15.00→15.00 | 50→25 | 9→9
Control | OSC3–4 | 85 | Segment C1 | 11:50.0 | 11:53.5 | 3.5 | SLS + wash | 60.00→60.00 | 50→50 | 87→93
Control | OSC1–2 | 86 | Segment C1 | 11:53.5 | 11:57.0 | 3.5 | SLS + wash | 15.00→14.52 | 75→75 | 8→8
Control | OSC3–4 | 86 | Segment C1 | 11:53.5 | 11:57.0 | 3.5 | SLS + wash | 60.00→60.00 | 50→50 | 76→81
Control | OSC1–2 | 87 | Segment C1 | 11:57.0 | 12:00.5 | 3.5 | SLS + wash | 14.52→15.00 | 75→50 | 8→9
Control | OSC3–4 | 87 | Segment C1 | 11:57.0 | 12:00.5 | 3.5 | SLS + wash | 60.00→60.00 | 50→50 | 81→87
Control | OSC1–2 | 88 | Segment C1 | 12:00.5 | 12:04.0 | 3.5 | SLS + wash | 15.00→9.10 | 50→25 | 9→9
Control | OSC3–4 | 88 | Segment C1 | 12:00.5 | 12:04.0 | 3.5 | SLS + wash | 60.00→60.00 | 50→50 | 87→93
Control | OSC1–2 | 89 | Segment C1 | 12:04.0 | 12:11.0 | 7 | SLS + wash | 15.00→15.00 | 25→50 | 10→100
Control | OSC3–4 | 89 | Segment C1 | 12:04.0 | 12:11.0 | 7 | SLS + wash | 60.00→60.00 | 50→50 | 10→100
Control | OSC1–2 | 90 | Segment C1 | 12:11.0 | 12:14.5 | 3.5 | SLS + wash | 15.00→4.69 | 50→53 | 4→1
Control | OSC3–4 | 90 | Segment C1 | 12:11.0 | 12:14.5 | 3.5 | SLS + wash | 60.00→60.00 | 50→50 | 40→10
Control | OSC1–2 | 91 | Segment C1 | 12:14.5 | 12:18.0 | 3.5 | SLS + wash | 4.69→5.86 | 53→55 | 1→4
Control | OSC3–4 | 91 | Segment C1 | 12:14.5 | 12:18.0 | 3.5 | SLS + wash | 60.00→60.00 | 50→50 | 10→40
Control | OSC1–2 | 92 | Segment C1 | 12:18.0 | 12:21.5 | 3.5 | SLS + wash | 5.86→7.32 | 55→60 | 4→1
Control | OSC3–4 | 92 | Segment C1 | 12:18.0 | 12:21.5 | 3.5 | SLS + wash | 60.00→60.00 | 50→50 | 40→10
Control | OSC1–2 | 93 | Segment C1 | 12:21.5 | 12:25.0 | 3.5 | SLS + wash | 7.32→4.69 | 50→53 | 4→1
Control | OSC3–4 | 93 | Segment C1 | 12:21.5 | 12:25.0 | 3.5 | SLS + wash | 60.00→60.00 | 50→50 | 40→10
Control | OSC1–2 | 94 | Segment C1 | 12:25.0 | 12:28.5 | 3.5 | SLS + wash | 4.69→5.86 | 53→55 | 1→4
Control | OSC3–4 | 94 | Segment C1 | 12:25.0 | 12:28.5 | 3.5 | SLS + wash | 60.00→60.00 | 50→50 | 10→40
Control | OSC1–2 | 95 | Segment C1 | 12:28.5 | 12:32.0 | 3.5 | SLS + wash | 5.86→7.32 | 55→60 | 4→1
Control | OSC3–4 | 95 | Segment C1 | 12:28.5 | 12:32.0 | 3.5 | SLS + wash | 60.00→60.00 | 50→50 | 40→10
Control | OSC1–2 | 96 | Segment C1 | 12:32.0 | 12:35.5 | 3.5 | SLS + wash | 9.10→7.32 | 50→60 | 10→40
Control | OSC3–4 | 96 | Segment C1 | 12:32.0 | 12:35.5 | 3.5 | SLS + wash | 60.00→60.00 | 50→50 | 10→40
Control | OSC1–2 | 97 | Segment C1 | 12:35.5 | 12:39.0 | 3.5 | SLS + wash | 7.32→9.10 | 60→65 | 1→4
Control | OSC3–4 | 97 | Segment C1 | 12:35.5 | 12:39.0 | 3.5 | SLS + wash | 60.00→60.00 | 50→50 | 10→40
Control | OSC1–2 | 98 | Segment C1 | 12:39.0 | 12:42.5 | 3.5 | SLS + wash | 9.00→13.50 | 63→55 | 7→4
Control | OSC3–4 | 98 | Segment C1 | 12:39.0 | 12:42.5 | 3.5 | SLS + wash | 60.00→60.00 | 50→50 | 70→40
Control | OSC1–2 | 99 | Segment C1 | 12:42.5 | 12:46.0 | 3.5 | SLS + wash | 13.50→15.00 | 48→40 | 7→4
Control | OSC3–4 | 99 | Segment C1 | 12:42.5 | 12:46.0 | 3.5 | SLS + wash | 60.00→60.00 | 50→50 | 70→40
Control | OSC1–2 | 100 | Segment C1 | 12:46.0 | 12:49.5 | 3.5 | SLS + wash | 15.00→9.10 | 60→65 | 1→4
Control | OSC3–4 | 100 | Segment C1 | 12:46.0 | 12:49.5 | 3.5 | SLS + wash | 60.00→60.00 | 50→50 | 10→40
Control | OSC1–2 | 101 | Segment C1 | 12:49.5 | 12:53.0 | 3.5 | SLS + wash | 9.00→13.50 | 63→55 | 7→4
Control | OSC3–4 | 101 | Segment C1 | 12:49.5 | 12:53.0 | 3.5 | SLS + wash | 60.00→60.00 | 50→50 | 70→40
Control | OSC1–2 | 102 | Segment C1 | 12:53.0 | 12:56.5 | 3.5 | SLS + wash | 13.50→15.00 | 48→40 | 7→4
Control | OSC3–4 | 102 | Segment C1 | 12:53.0 | 12:56.5 | 3.5 | SLS + wash | 60.00→60.00 | 50→50 | 70→40
Control | OSC1–2 | 103 | Segment C1 | 12:56.5 | 13:00.0 | 3.5 | SLS + wash | 15.00→13.50 | 40→60 | 10→60
Control | OSC3–4 | 103 | Segment C1 | 12:56.5 | 13:00.0 | 3.5 | SLS + wash | 60.00→60.00 | 50→50 | 10→60
Control | OSC1–2 | 104 | Segment C1 | 13:00.0 | 13:03.5 | 3.5 | SLS + wash | 13.50→14.52 | 75→75 | 8→8
Control | OSC3–4 | 104 | Segment C1 | 13:00.0 | 13:03.5 | 3.5 | SLS + wash | 60.00→60.00 | 50→50 | 76→81
Control | OSC1–2 | 105 | Segment C1 | 13:03.5 | 13:07.0 | 3.5 | SLS + wash | 14.52→15.00 | 75→50 | 8→9
Control | OSC3–4 | 105 | Segment C1 | 13:03.5 | 13:07.0 | 3.5 | SLS + wash | 60.00→60.00 | 50→50 | 81→87
Control | OSC1–2 | 106 | Segment C1 | 13:07.0 | 13:10.5 | 3.5 | SLS + wash | 15.00→9.10 | 50→25 | 9→9
Control | OSC3–4 | 106 | Segment C1 | 13:07.0 | 13:10.5 | 3.5 | SLS + wash | 60.00→60.00 | 50→50 | 87→93
Control | OSC1–2 | 107 | Segment C1 | 13:10.5 | 13:14.0 | 3.5 | SLS + wash | 15.00→14.52 | 75→75 | 8→8
Control | OSC3–4 | 107 | Segment C1 | 13:10.5 | 13:14.0 | 3.5 | SLS + wash | 60.00→60.00 | 50→50 | 76→81
Control | OSC1–2 | 108 | Segment C1 | 13:14.0 | 13:17.5 | 3.5 | SLS + wash | 14.52→15.00 | 75→50 | 8→9
Control | OSC3–4 | 108 | Segment C1 | 13:14.0 | 13:17.5 | 3.5 | SLS + wash | 60.00→60.00 | 50→50 | 81→87
Control | OSC1–2 | 109 | Segment C1 | 13:17.5 | 13:21.0 | 3.5 | SLS + wash | 15.00→15.00 | 50→25 | 9→9
Control | OSC3–4 | 109 | Segment C1 | 13:17.5 | 13:21.0 | 3.5 | SLS + wash | 60.00→60.00 | 50→50 | 87→93
Control | OSC1–2 | 110 | Segment C1 | 13:21.0 | 13:24.5 | 3.5 | SLS + wash | 15.00→7.32 | 25→75 | 10→100
Control | OSC3–4 | 110 | Segment C1 | 13:21.0 | 13:24.5 | 3.5 | SLS + wash | 60.00→60.00 | 50→50 | 10→100
Control | OSC1–2 | 111 | Segment C1 | 13:24.5 | 13:28.0 | 3.5 | SLS + wash | 9.00→4.69 | 50→53 | 4→1
Control | OSC3–4 | 111 | Segment C1 | 13:24.5 | 13:28.0 | 3.5 | SLS + wash | 60.00→60.00 | 50→50 | 40→10
Control | OSC1–2 | 112 | Segment C1 | 13:28.0 | 13:31.5 | 3.5 | SLS + wash | 4.69→5.86 | 53→55 | 1→4
Control | OSC3–4 | 112 | Segment C1 | 13:28.0 | 13:31.5 | 3.5 | SLS + wash | 60.00→60.00 | 50→50 | 10→40
Control | OSC1–2 | 113 | Segment C1 | 13:31.5 | 13:35.0 | 3.5 | SLS + wash | 5.86→7.32 | 55→60 | 4→1
Control | OSC3–4 | 113 | Segment C1 | 13:31.5 | 13:35.0 | 3.5 | SLS + wash | 60.00→60.00 | 50→50 | 40→10
Control | OSC1–2 | 114 | Segment C1 | 13:35.0 | 13:38.5 | 3.5 | SLS + wash | 7.32→4.69 | 50→53 | 4→1
Control | OSC3–4 | 114 | Segment C1 | 13:35.0 | 13:38.5 | 3.5 | SLS + wash | 60.00→60.00 | 50→50 | 40→10
Control | OSC1–2 | 115 | Segment C1 | 13:38.5 | 13:42.0 | 3.5 | SLS + wash | 4.69→5.86 | 53→55 | 1→4
Control | OSC3–4 | 115 | Segment C1 | 13:38.5 | 13:42.0 | 3.5 | SLS + wash | 60.00→60.00 | 50→50 | 10→40
Control | OSC1–2 | 116 | Segment C1 | 13:42.0 | 13:45.5 | 3.5 | SLS + wash | 5.86→7.32 | 55→60 | 4→1
Control | OSC3–4 | 116 | Segment C1 | 13:42.0 | 13:45.5 | 3.5 | SLS + wash | 60.00→60.00 | 50→50 | 40→10
Control | OSC1–2 | 117 | Segment C1 | 13:45.5 | 13:47.3 | 1.8 | SLS + wash | 7.32→9.10 | 50→60 | 10→40
Control | OSC3–4 | 117 | Segment C1 | 13:45.5 | 13:47.3 | 1.8 | SLS + wash | 60.00→60.00 | 50→50 | 10→40
Control | OSC1–2 | 118 | Segment C1 | 13:47.3 | 13:50.8 | 3.5 | SLS + wash | 7.32→9.10 | 60→65 | 1→4
Control | OSC3–4 | 118 | Segment C1 | 13:47.3 | 13:50.8 | 3.5 | SLS + wash | 60.00→60.00 | 50→50 | 10→40
Control | OSC1–2 | 119 | Segment C1 | 13:50.8 | 13:54.3 | 3.5 | SLS + wash | 9.00→13.50 | 63→55 | 7→4
Control | OSC3–4 | 119 | Segment C1 | 13:50.8 | 13:54.3 | 3.5 | SLS + wash | 60.00→60.00 | 50→50 | 70→40
Control | OSC1–2 | 120 | Segment C1 | 13:54.3 | 13:57.8 | 3.5 | SLS + wash | 13.50→15.00 | 48→40 | 7→4
Control | OSC3–4 | 120 | Segment C1 | 13:54.3 | 13:57.8 | 3.5 | SLS + wash | 60.00→60.00 | 50→50 | 70→40
Control | OSC1–2 | 121 | Segment C1 | 13:57.8 | 14:01.3 | 3.5 | SLS + wash | 15.00→9.10 | 60→65 | 1→4
Control | OSC3–4 | 121 | Segment C1 | 13:57.8 | 14:01.3 | 3.5 | SLS + wash | 60.00→60.00 | 50→50 | 10→40
Control | OSC1–2 | 122 | Segment C1 | 14:01.3 | 14:04.8 | 3.5 | SLS + wash | 9.00→13.50 | 63→55 | 7→4
Control | OSC3–4 | 122 | Segment C1 | 14:01.3 | 14:04.8 | 3.5 | SLS + wash | 60.00→60.00 | 50→50 | 70→40
Control | OSC1–2 | 123 | Segment C1 | 14:04.8 | 14:08.3 | 3.5 | SLS + wash | 13.50→15.00 | 48→40 | 7→4
Control | OSC3–4 | 123 | Segment C1 | 14:04.8 | 14:08.3 | 3.5 | SLS + wash | 60.00→60.00 | 50→50 | 70→40
Control | OSC1–2 | 124 | Segment C1 | 14:08.3 | 14:10.1 | 1.8 | SLS + wash | 15.00→13.50 | 40→60 | 10→60
Control | OSC3–4 | 124 | Segment C1 | 14:08.3 | 14:10.1 | 1.8 | SLS + wash | 60.00→60.00 | 50→50 | 10→60
Control | OSC1–2 | 125 | Segment C1 | 14:10.1 | 14:13.6 | 3.5 | SLS + wash | 13.50→14.52 | 75→75 | 8→8
Control | OSC3–4 | 125 | Segment C1 | 14:10.1 | 14:13.6 | 3.5 | SLS + wash | 60.00→60.00 | 50→50 | 76→81
Control | OSC1–2 | 126 | Segment C1 | 14:13.6 | 14:17.1 | 3.5 | SLS + wash | 14.52→15.00 | 75→50 | 8→9
Control | OSC3–4 | 126 | Segment C1 | 14:13.6 | 14:17.1 | 3.5 | SLS + wash | 60.00→60.00 | 50→50 | 81→87
Control | OSC1–2 | 127 | Segment C1 | 14:17.1 | 14:20.6 | 3.5 | SLS + wash | 15.00→15.00 | 50→25 | 9→9
Control | OSC3–4 | 127 | Segment C1 | 14:17.1 | 14:20.6 | 3.5 | SLS + wash | 60.00→60.00 | 50→50 | 87→93
Control | OSC1–2 | 128 | Segment C1 | 14:20.6 | 14:24.1 | 3.5 | SLS + wash | 15.00→14.52 | 75→75 | 8→8
Control | OSC3–4 | 128 | Segment C1 | 14:20.6 | 14:24.1 | 3.5 | SLS + wash | 60.00→60.00 | 50→50 | 76→81
Control | OSC1–2 | 129 | Segment C1 | 14:24.1 | 14:27.6 | 3.5 | SLS + wash | 14.52→15.00 | 75→50 | 8→9
Control | OSC3–4 | 129 | Segment C1 | 14:24.1 | 14:27.6 | 3.5 | SLS + wash | 60.00→60.00 | 50→50 | 81→87
Control | OSC1–2 | 130 | Segment C1 | 14:27.6 | 14:31.1 | 3.5 | SLS + wash | 15.00→7.32 | 50→25 | 9→9
Control | OSC3–4 | 130 | Segment C1 | 14:27.6 | 14:31.1 | 3.5 | SLS + wash | 60.00→60.00 | 50→50 | 87→93
Control | OSC1–2 | 131 | Segment C1 | 14:31.1 | 14:32.9 | 1.8 | SLS + wash | 7.32→14.52 | 50→75 | 10→100
Control | OSC3–4 | 131 | Segment C1 | 14:31.1 | 14:32.9 | 1.8 | SLS + wash | 60.00→60.00 | 50→50 | 10→100
Control | OSC1–2 | 132 | C1/Peak dark | 14:32.9 | 14:37.9 | 5 | Dark | 60.00→60.00 | 50→50 | 0→0
Control | OSC3–4 | 132 | C1/Peak dark | 14:32.9 | 14:37.9 | 5 | Dark | 60.00→60.00 | 50→50 | 0→0
Control | OSC1–2 | 133 | Peak | 14:37.9 | 14:48.9 | 11 | SLS + wash | 7.32→9.10 | 60→65 | 2→6
Control | OSC3–4 | 133 | Peak | 14:37.9 | 14:48.9 | 11 | SLS + wash | 60.00→60.00 | 50→50 | 20→60
Control | OSC1–2 | 134 | Peak | 14:48.9 | 14:56.9 | 8 | SLS + wash | 9.10→12.50 | 63→70 | 3→7
Control | OSC3–4 | 134 | Peak | 14:48.9 | 14:56.9 | 8 | SLS + wash | 60.00→60.00 | 50→50 | 30→70
Control | OSC1–2 | 135 | Peak | 14:56.9 | 15:06.9 | 10 | SLS + wash | 12.50→14.52 | 60→70 | 4→8
Control | OSC3–4 | 135 | Peak | 14:56.9 | 15:06.9 | 10 | SLS + wash | 60.00→60.00 | 50→50 | 40→75
Control | OSC1–2 | 136 | Peak | 15:06.9 | 15:18.9 | 12 | SLS + wash | 14.52→15.00 | 55→65 | 5→9
Control | OSC3–4 | 136 | Peak | 15:06.9 | 15:18.9 | 12 | SLS + wash | 60.00→60.00 | 50→50 | 50→75
Control | OSC1–2 | 137 | Peak | 15:18.9 | 15:28.9 | 10 | SLS + wash | 15.00→10.00 | 50→75 | 3→9
Control | OSC3–4 | 137 | Peak | 15:18.9 | 15:28.9 | 10 | SLS + wash | 60.00→60.00 | 50→50 | 30→75
Control | OSC1–2 | 138 | Peak | 15:28.9 | 15:36.9 | 8 | SLS + wash | 10.00→15.00 | 60→75 | 4→9
Control | OSC3–4 | 138 | Peak | 15:28.9 | 15:36.9 | 8 | SLS + wash | 60.00→60.00 | 50→50 | 40→75
Control | OSC1–2 | 139 | Peak | 15:36.9 | 15:42.9 | 6 | SLS + wash | 15.00→12.00 | 50→70 | 5→10
Control | OSC3–4 | 139 | Peak | 15:36.9 | 15:42.9 | 6 | SLS + wash | 60.00→60.00 | 50→50 | 45→75
Control | OSC1–2 | 140 | Peak | 15:42.9 | 15:53.9 | 11 | SLS + wash | 12.00→14.52 | 45→65 | 5→10
Control | OSC3–4 | 140 | Peak | 15:42.9 | 15:53.9 | 11 | SLS + wash | 60.00→60.00 | 50→50 | 50→75
Control | OSC1–2 | 141 | Peak | 15:53.9 | 16:08.9 | 15 | SLS + wash | 14.52→15.00 | 60→70 | 6→10
Control | OSC3–4 | 141 | Peak | 15:53.9 | 16:08.9 | 15 | SLS + wash | 60.00→60.00 | 50→50 | 55→75
Control | OSC1–2 | 142 | Peak | 16:08.9 | 16:16.9 | 8 | SLS + wash | 15.00→9.10 | 65→75 | 6→10
Control | OSC3–4 | 142 | Peak | 16:08.9 | 16:16.9 | 8 | SLS + wash | 60.00→60.00 | 50→50 | 60→75
Control | OSC1–2 | 143 | Peak | 16:16.9 | 16:26.9 | 10 | SLS + wash | 10.00→15.00 | 70→75 | 7→10
Control | OSC3–4 | 143 | Peak | 16:16.9 | 16:26.9 | 10 | SLS + wash | 60.00→60.00 | 50→50 | 65→75
Control | OSC1–2 | 144 | Peak | 16:26.9 | 16:34.9 | 8 | SLS + wash | 15.00→6.60 | 70→75 | 8→10
Control | OSC3–4 | 144 | Peak | 16:26.9 | 16:34.9 | 8 | SLS + wash | 60.00→60.00 | 50→50 | 75→75
Control | OSC1–2 | 145 | Peak | 16:34.9 | 16:45.9 | 11 | SLS + wash | 6.60→15.00 | 60→75 | 4→10
Control | OSC3–4 | 145 | Peak | 16:34.9 | 16:45.9 | 11 | SLS + wash | 60.00→60.00 | 50→50 | 40→75
Control | OSC1–2 | 146 | Peak | 16:45.9 | 16:55.9 | 10 | SLS + wash | 15.00→13.50 | 65→75 | 5→9
Control | OSC3–4 | 146 | Peak | 16:45.9 | 16:55.9 | 10 | SLS + wash | 60.00→60.00 | 50→50 | 45→75
Control | OSC1–2 | 147 | Peak | 16:55.9 | 17:03.9 | 8 | SLS + wash | 13.50→15.00 | 60→75 | 5→9
Control | OSC3–4 | 147 | Peak | 16:55.9 | 17:03.9 | 8 | SLS + wash | 60.00→60.00 | 50→50 | 50→75
Control | OSC1–2 | 148 | Peak | 17:03.9 | 17:15.9 | 12 | SLS + wash | 15.00→7.32 | 50→65 | 6→9
Control | OSC3–4 | 148 | Peak | 17:03.9 | 17:15.9 | 12 | SLS + wash | 60.00→60.00 | 50→50 | 55→75
Control | OSC1–2 | 149 | Peak | 17:15.9 | 17:26.9 | 11 | SLS + wash | 7.32→9.10 | 55→75 | 4→9
Control | OSC3–4 | 149 | Peak | 17:15.9 | 17:26.9 | 11 | SLS + wash | 60.00→60.00 | 50→50 | 35→75
Control | OSC1–2 | 150 | Peak | 17:26.9 | 17:31.9 | 5 | SLS + wash | 9.10→14.52 | 60→65 | 6→9
Control | OSC3–4 | 150 | Peak | 17:26.9 | 17:31.9 | 5 | SLS + wash | 60.00→60.00 | 50→50 | 60→75
Control | OSC1–2 | 151 | Peak | 17:31.9 | 17:39.9 | 8 | SLS + wash | 14.52→15.00 | 70→75 | 7→10
Control | OSC3–4 | 151 | Peak | 17:31.9 | 17:39.9 | 8 | SLS + wash | 60.00→60.00 | 50→50 | 70→75
Control | OSC1–2 | 152 | Peak | 17:39.9 | 17:49.9 | 10 | SLS + wash | 15.00→13.50 | 60→65 | 8→10
Control | OSC3–4 | 152 | Peak | 17:39.9 | 17:49.9 | 10 | SLS + wash | 60.00→60.00 | 50→50 | 40→75
Control | OSC1–2 | 153 | Peak | 17:49.9 | 18:00.9 | 11 | SLS + wash | 13.50→15.00 | 75→75 | 9→10
Control | OSC3–4 | 153 | Peak | 17:49.9 | 18:00.9 | 11 | SLS + wash | 60.00→60.00 | 50→50 | 50→75
Control | OSC1–2 | 154 | Peak | 18:00.9 | 18:05.9 | 5 | SLS + wash | 15.00→10.00 | 50→70 | 7→9
Control | OSC3–4 | 154 | Peak | 18:00.9 | 18:05.9 | 5 | SLS + wash | 60.00→60.00 | 50→50 | 60→75
Control | OSC1–2 | 155 | Peak | 18:05.9 | 18:13.9 | 8 | SLS + wash | 14.52→15.00 | 55→75 | 8→10
Control | OSC3–4 | 155 | Peak | 18:05.9 | 18:13.9 | 8 | SLS + wash | 60.00→60.00 | 50→50 | 75→75
Control | OSC1–2 | 156 | Peak | 18:13.9 | 18:24.9 | 11 | SLS + wash | 15.00→15.00 | 55→75 | 9→10
Control | OSC3–4 | 156 | Peak | 18:13.9 | 18:24.9 | 11 | SLS + wash | 60.00→60.00 | 50→50 | 50→75
Control | OSC1–2 | 157 | Peak | 18:24.9 | 18:36.9 | 12 | Wash | 60.00→60.00 | 50→50 | 0→5
Control | OSC3–4 | 157 | Peak | 18:24.9 | 18:36.9 | 12 | Wash | 60.00→60.00 | 50→50 | 50→25
Control | OSC1–2 | 158 | Peak/C2 dark | 18:36.9 | 18:41.9 | 5 | Dark | 60.00→60.00 | 50→50 | 0→0
Control | OSC3–4 | 158 | Peak/C2 dark | 18:36.9 | 18:41.9 | 5 | Dark | 60.00→60.00 | 50→50 | 0→0
Control | OSC1–2 | 159 | Segment C2 | 18:41.9 | 18:45.4 | 3.5 | SLS + wash | 3.75→4.69 | 50→53 | 4→1
Control | OSC3–4 | 159 | Segment C2 | 18:41.9 | 18:45.4 | 3.5 | SLS + wash | 60.00→60.00 | 50→50 | 40→10
Control | OSC1–2 | 160 | Segment C2 | 18:45.4 | 18:48.9 | 3.5 | SLS + wash | 4.69→5.86 | 53→55 | 1→4
Control | OSC3–4 | 160 | Segment C2 | 18:45.4 | 18:48.9 | 3.5 | SLS + wash | 60.00→60.00 | 50→50 | 10→40
Control | OSC1–2 | 161 | Segment C2 | 18:48.9 | 18:52.4 | 3.5 | SLS + wash | 5.86→7.32 | 55→60 | 4→1
Control | OSC3–4 | 161 | Segment C2 | 18:48.9 | 18:52.4 | 3.5 | SLS + wash | 60.00→60.00 | 50→50 | 40→10
Control | OSC1–2 | 162 | Segment C2 | 18:52.4 | 18:55.9 | 3.5 | SLS + wash | 7.32→4.69 | 50→53 | 4→1
Control | OSC3–4 | 162 | Segment C2 | 18:52.4 | 18:55.9 | 3.5 | SLS + wash | 60.00→60.00 | 50→50 | 40→10
Control | OSC1–2 | 163 | Segment C2 | 18:55.9 | 18:59.4 | 3.5 | SLS + wash | 4.69→5.86 | 53→55 | 1→4
Control | OSC3–4 | 163 | Segment C2 | 18:55.9 | 18:59.4 | 3.5 | SLS + wash | 60.00→60.00 | 50→50 | 10→40
Control | OSC1–2 | 164 | Segment C2 | 18:59.4 | 19:02.9 | 3.5 | SLS + wash | 5.86→7.32 | 55→60 | 4→1
Control | OSC3–4 | 164 | Segment C2 | 18:59.4 | 19:02.9 | 3.5 | SLS + wash | 60.00→60.00 | 50→50 | 40→10
Control | OSC1–2 | 165 | Segment C2 | 19:02.9 | 19:09.9 | 7 | SLS + wash | 9.10→7.32 | 50→60 | 10→40
Control | OSC3–4 | 165 | Segment C2 | 19:02.9 | 19:09.9 | 7 | SLS + wash | 60.00→60.00 | 50→50 | 10→40
Control | OSC1–2 | 166 | Segment C2 | 19:09.9 | 19:13.4 | 3.5 | SLS + wash | 7.32→9.10 | 60→65 | 1→4
Control | OSC3–4 | 166 | Segment C2 | 19:09.9 | 19:13.4 | 3.5 | SLS + wash | 60.00→60.00 | 50→50 | 10→40
Control | OSC1–2 | 167 | Segment C2 | 19:13.4 | 19:16.9 | 3.5 | SLS + wash | 9.00→13.50 | 63→55 | 7→4
Control | OSC3–4 | 167 | Segment C2 | 19:13.4 | 19:16.9 | 3.5 | SLS + wash | 60.00→60.00 | 50→50 | 70→40
Control | OSC1–2 | 168 | Segment C2 | 19:16.9 | 19:20.4 | 3.5 | SLS + wash | 13.50→15.00 | 48→40 | 7→4
Control | OSC3–4 | 168 | Segment C2 | 19:16.9 | 19:20.4 | 3.5 | SLS + wash | 60.00→60.00 | 50→50 | 70→40
Control | OSC1–2 | 169 | Segment C2 | 19:20.4 | 19:23.9 | 3.5 | SLS + wash | 15.00→9.10 | 60→65 | 1→4
Control | OSC3–4 | 169 | Segment C2 | 19:20.4 | 19:23.9 | 3.5 | SLS + wash | 60.00→60.00 | 50→50 | 10→40
Control | OSC1–2 | 170 | Segment C2 | 19:23.9 | 19:27.4 | 3.5 | SLS + wash | 9.00→13.50 | 63→55 | 7→4
Control | OSC3–4 | 170 | Segment C2 | 19:23.9 | 19:27.4 | 3.5 | SLS + wash | 60.00→60.00 | 50→50 | 70→40
Control | OSC1–2 | 171 | Segment C2 | 19:27.4 | 19:30.9 | 3.5 | SLS + wash | 13.50→15.00 | 48→40 | 7→4
Control | OSC3–4 | 171 | Segment C2 | 19:27.4 | 19:30.9 | 3.5 | SLS + wash | 60.00→60.00 | 50→50 | 70→40
Control | OSC1–2 | 172 | Segment C2 | 19:30.9 | 19:37.9 | 7 | SLS + wash | 15.00→13.50 | 40→60 | 10→60
Control | OSC3–4 | 172 | Segment C2 | 19:30.9 | 19:37.9 | 7 | SLS + wash | 60.00→60.00 | 50→50 | 10→60
Control | OSC1–2 | 173 | Segment C2 | 19:37.9 | 19:41.4 | 3.5 | SLS + wash | 13.50→14.52 | 75→75 | 8→8
Control | OSC3–4 | 173 | Segment C2 | 19:37.9 | 19:41.4 | 3.5 | SLS + wash | 60.00→60.00 | 50→50 | 76→81
Control | OSC1–2 | 174 | Segment C2 | 19:41.4 | 19:44.9 | 3.5 | SLS + wash | 14.52→15.00 | 75→50 | 8→9
Control | OSC3–4 | 174 | Segment C2 | 19:41.4 | 19:44.9 | 3.5 | SLS + wash | 60.00→60.00 | 50→50 | 81→87
Control | OSC1–2 | 175 | Segment C2 | 19:44.9 | 19:48.4 | 3.5 | SLS + wash | 15.00→15.00 | 50→25 | 9→9
Control | OSC3–4 | 175 | Segment C2 | 19:44.9 | 19:48.4 | 3.5 | SLS + wash | 60.00→60.00 | 50→50 | 87→93
Control | OSC1–2 | 176 | Segment C2 | 19:48.4 | 19:51.9 | 3.5 | SLS + wash | 15.00→14.52 | 75→75 | 8→8
Control | OSC3–4 | 176 | Segment C2 | 19:48.4 | 19:51.9 | 3.5 | SLS + wash | 60.00→60.00 | 50→50 | 76→81
Control | OSC1–2 | 177 | Segment C2 | 19:51.9 | 19:55.4 | 3.5 | SLS + wash | 14.52→15.00 | 75→50 | 8→9
Control | OSC3–4 | 177 | Segment C2 | 19:51.9 | 19:55.4 | 3.5 | SLS + wash | 60.00→60.00 | 50→50 | 81→87
Control | OSC1–2 | 178 | Segment C2 | 19:55.4 | 19:58.9 | 3.5 | SLS + wash | 15.00→9.10 | 50→25 | 9→9
Control | OSC3–4 | 178 | Segment C2 | 19:55.4 | 19:58.9 | 3.5 | SLS + wash | 60.00→60.00 | 50→50 | 87→93
Control | OSC1–2 | 179 | Segment C2 | 19:58.9 | 20:05.9 | 7 | SLS + wash | 15.00→15.00 | 25→75 | 10→100
Control | OSC3–4 | 179 | Segment C2 | 19:58.9 | 20:05.9 | 7 | SLS + wash | 60.00→60.00 | 50→50 | 10→100
Control | OSC1–2 | 180 | Segment C2 | 20:05.9 | 20:09.4 | 3.5 | SLS + wash | 15.00→4.69 | 50→53 | 4→1
Control | OSC3–4 | 180 | Segment C2 | 20:05.9 | 20:09.4 | 3.5 | SLS + wash | 60.00→60.00 | 50→50 | 40→10
Control | OSC1–2 | 181 | Segment C2 | 20:09.4 | 20:12.9 | 3.5 | SLS + wash | 4.69→5.86 | 53→55 | 1→4
Control | OSC3–4 | 181 | Segment C2 | 20:09.4 | 20:12.9 | 3.5 | SLS + wash | 60.00→60.00 | 50→50 | 10→40
Control | OSC1–2 | 182 | Segment C2 | 20:12.9 | 20:16.4 | 3.5 | SLS + wash | 5.86→7.32 | 55→60 | 4→1
Control | OSC3–4 | 182 | Segment C2 | 20:12.9 | 20:16.4 | 3.5 | SLS + wash | 60.00→60.00 | 50→50 | 40→10
Control | OSC1–2 | 183 | Segment C2 | 20:16.4 | 20:19.9 | 3.5 | SLS + wash | 7.32→4.69 | 50→53 | 4→1
Control | OSC3–4 | 183 | Segment C2 | 20:16.4 | 20:19.9 | 3.5 | SLS + wash | 60.00→60.00 | 50→50 | 40→10
Control | OSC1–2 | 184 | Segment C2 | 20:19.9 | 20:23.4 | 3.5 | SLS + wash | 4.69→5.86 | 53→55 | 1→4
Control | OSC3–4 | 184 | Segment C2 | 20:19.9 | 20:23.4 | 3.5 | SLS + wash | 60.00→60.00 | 50→50 | 10→40
Control | OSC1–2 | 185 | Segment C2 | 20:23.4 | 20:26.9 | 3.5 | SLS + wash | 5.86→7.32 | 55→60 | 4→1
Control | OSC3–4 | 185 | Segment C2 | 20:23.4 | 20:26.9 | 3.5 | SLS + wash | 60.00→60.00 | 50→50 | 40→10
Control | OSC1–2 | 186 | Segment C2 | 20:26.9 | 20:30.4 | 3.5 | SLS + wash | 9.10→7.32 | 50→60 | 10→40
Control | OSC3–4 | 186 | Segment C2 | 20:26.9 | 20:30.4 | 3.5 | SLS + wash | 60.00→60.00 | 50→50 | 10→40
Control | OSC1–2 | 187 | Segment C2 | 20:30.4 | 20:33.9 | 3.5 | SLS + wash | 7.32→9.10 | 60→65 | 1→4
Control | OSC3–4 | 187 | Segment C2 | 20:30.4 | 20:33.9 | 3.5 | SLS + wash | 60.00→60.00 | 50→50 | 10→40
Control | OSC1–2 | 188 | Segment C2 | 20:33.9 | 20:37.4 | 3.5 | SLS + wash | 9.00→13.50 | 63→55 | 7→4
Control | OSC3–4 | 188 | Segment C2 | 20:33.9 | 20:37.4 | 3.5 | SLS + wash | 60.00→60.00 | 50→50 | 70→40
Control | OSC1–2 | 189 | Segment C2 | 20:37.4 | 20:40.9 | 3.5 | SLS + wash | 13.50→15.00 | 48→40 | 7→4
Control | OSC3–4 | 189 | Segment C2 | 20:37.4 | 20:40.9 | 3.5 | SLS + wash | 60.00→60.00 | 50→50 | 70→40
Control | OSC1–2 | 190 | Segment C2 | 20:40.9 | 20:44.4 | 3.5 | SLS + wash | 15.00→9.10 | 60→65 | 1→4
Control | OSC3–4 | 190 | Segment C2 | 20:40.9 | 20:44.4 | 3.5 | SLS + wash | 60.00→60.00 | 50→50 | 10→40
Control | OSC1–2 | 191 | Segment C2 | 20:44.4 | 20:47.9 | 3.5 | SLS + wash | 9.00→13.50 | 63→55 | 7→4
Control | OSC3–4 | 191 | Segment C2 | 20:44.4 | 20:47.9 | 3.5 | SLS + wash | 60.00→60.00 | 50→50 | 70→40
Control | OSC1–2 | 192 | Segment C2 | 20:47.9 | 20:51.4 | 3.5 | SLS + wash | 13.50→15.00 | 48→40 | 7→4
Control | OSC3–4 | 192 | Segment C2 | 20:47.9 | 20:51.4 | 3.5 | SLS + wash | 60.00→60.00 | 50→50 | 70→40
Control | OSC1–2 | 193 | Segment C2 | 20:51.4 | 20:54.9 | 3.5 | SLS + wash | 15.00→13.50 | 40→60 | 10→60
Control | OSC3–4 | 193 | Segment C2 | 20:51.4 | 20:54.9 | 3.5 | SLS + wash | 60.00→60.00 | 50→50 | 10→60
Control | OSC1–2 | 194 | Segment C2 | 20:54.9 | 20:58.4 | 3.5 | SLS + wash | 13.50→14.52 | 75→75 | 8→8
Control | OSC3–4 | 194 | Segment C2 | 20:54.9 | 20:58.4 | 3.5 | SLS + wash | 60.00→60.00 | 50→50 | 76→81
Control | OSC1–2 | 195 | Segment C2 | 20:58.4 | 21:01.9 | 3.5 | SLS + wash | 14.52→15.00 | 75→50 | 8→9
Control | OSC3–4 | 195 | Segment C2 | 20:58.4 | 21:01.9 | 3.5 | SLS + wash | 60.00→60.00 | 50→50 | 81→87
Control | OSC1–2 | 196 | Segment C2 | 21:01.9 | 21:05.4 | 3.5 | SLS + wash | 15.00→9.10 | 50→25 | 9→9
Control | OSC3–4 | 196 | Segment C2 | 21:01.9 | 21:05.4 | 3.5 | SLS + wash | 60.00→60.00 | 50→50 | 87→93
Control | OSC1–2 | 197 | Segment C2 | 21:05.4 | 21:08.9 | 3.5 | SLS + wash | 15.00→14.52 | 75→75 | 8→8
Control | OSC3–4 | 197 | Segment C2 | 21:05.4 | 21:08.9 | 3.5 | SLS + wash | 60.00→60.00 | 50→50 | 76→81
Control | OSC1–2 | 198 | Segment C2 | 21:08.9 | 21:12.4 | 3.5 | SLS + wash | 14.52→15.00 | 75→50 | 8→9
Control | OSC3–4 | 198 | Segment C2 | 21:08.9 | 21:12.4 | 3.5 | SLS + wash | 60.00→60.00 | 50→50 | 81→87
Control | OSC1–2 | 199 | Segment C2 | 21:12.4 | 21:15.9 | 3.5 | SLS + wash | 15.00→15.00 | 50→25 | 9→9
Control | OSC3–4 | 199 | Segment C2 | 21:12.4 | 21:15.9 | 3.5 | SLS + wash | 60.00→60.00 | 50→50 | 87→93
Control | OSC1–2 | 200 | Segment C2 | 21:15.9 | 21:19.4 | 3.5 | SLS + wash | 15.00→7.32 | 25→75 | 10→100
Control | OSC3–4 | 200 | Segment C2 | 21:15.9 | 21:19.4 | 3.5 | SLS + wash | 60.00→60.00 | 50→50 | 10→100
Control | OSC1–2 | 201 | Segment C2 | 21:19.4 | 21:22.9 | 3.5 | SLS + wash | 9.00→4.69 | 50→53 | 4→1
Control | OSC3–4 | 201 | Segment C2 | 21:19.4 | 21:22.9 | 3.5 | SLS + wash | 60.00→60.00 | 50→50 | 40→10
Control | OSC1–2 | 202 | Segment C2 | 21:22.9 | 21:26.4 | 3.5 | SLS + wash | 4.69→5.86 | 53→55 | 1→4
Control | OSC3–4 | 202 | Segment C2 | 21:22.9 | 21:26.4 | 3.5 | SLS + wash | 60.00→60.00 | 50→50 | 10→40
Control | OSC1–2 | 203 | Segment C2 | 21:26.4 | 21:29.9 | 3.5 | SLS + wash | 5.86→7.32 | 55→60 | 4→1
Control | OSC3–4 | 203 | Segment C2 | 21:26.4 | 21:29.9 | 3.5 | SLS + wash | 60.00→60.00 | 50→50 | 40→10
Control | OSC1–2 | 204 | Segment C2 | 21:29.9 | 21:33.4 | 3.5 | SLS + wash | 7.32→4.69 | 50→53 | 4→1
Control | OSC3–4 | 204 | Segment C2 | 21:29.9 | 21:33.4 | 3.5 | SLS + wash | 60.00→60.00 | 50→50 | 40→10
Control | OSC1–2 | 205 | Segment C2 | 21:33.4 | 21:36.9 | 3.5 | SLS + wash | 4.69→5.86 | 53→55 | 1→4
Control | OSC3–4 | 205 | Segment C2 | 21:33.4 | 21:36.9 | 3.5 | SLS + wash | 60.00→60.00 | 50→50 | 10→40
Control | OSC1–2 | 206 | Segment C2 | 21:36.9 | 21:40.4 | 3.5 | SLS + wash | 5.86→7.32 | 55→60 | 4→1
Control | OSC3–4 | 206 | Segment C2 | 21:36.9 | 21:40.4 | 3.5 | SLS + wash | 60.00→60.00 | 50→50 | 40→10
Control | OSC1–2 | 207 | Segment C2 | 21:40.4 | 21:42.2 | 1.8 | SLS + wash | 7.32→9.10 | 50→60 | 10→40
Control | OSC3–4 | 207 | Segment C2 | 21:40.4 | 21:42.2 | 1.8 | SLS + wash | 60.00→60.00 | 50→50 | 10→40
Control | OSC1–2 | 208 | Segment C2 | 21:42.2 | 21:45.7 | 3.5 | SLS + wash | 7.32→9.10 | 60→65 | 1→4
Control | OSC3–4 | 208 | Segment C2 | 21:42.2 | 21:45.7 | 3.5 | SLS + wash | 60.00→60.00 | 50→50 | 10→40
Control | OSC1–2 | 209 | Segment C2 | 21:45.7 | 21:49.2 | 3.5 | SLS + wash | 9.00→13.50 | 63→55 | 7→4
Control | OSC3–4 | 209 | Segment C2 | 21:45.7 | 21:49.2 | 3.5 | SLS + wash | 60.00→60.00 | 50→50 | 70→40
Control | OSC1–2 | 210 | Segment C2 | 21:49.2 | 21:52.7 | 3.5 | SLS + wash | 13.50→15.00 | 48→40 | 7→4
Control | OSC3–4 | 210 | Segment C2 | 21:49.2 | 21:52.7 | 3.5 | SLS + wash | 60.00→60.00 | 50→50 | 70→40
Control | OSC1–2 | 211 | Segment C2 | 21:52.7 | 21:56.2 | 3.5 | SLS + wash | 15.00→9.10 | 60→65 | 1→4
Control | OSC3–4 | 211 | Segment C2 | 21:52.7 | 21:56.2 | 3.5 | SLS + wash | 60.00→60.00 | 50→50 | 10→40
Control | OSC1–2 | 212 | Segment C2 | 21:56.2 | 21:59.7 | 3.5 | SLS + wash | 9.00→13.50 | 63→55 | 7→4
Control | OSC3–4 | 212 | Segment C2 | 21:56.2 | 21:59.7 | 3.5 | SLS + wash | 60.00→60.00 | 50→50 | 70→40
Control | OSC1–2 | 213 | Segment C2 | 21:59.7 | 22:03.2 | 3.5 | SLS + wash | 13.50→15.00 | 48→40 | 7→4
Control | OSC3–4 | 213 | Segment C2 | 21:59.7 | 22:03.2 | 3.5 | SLS + wash | 60.00→60.00 | 50→50 | 70→40
Control | OSC1–2 | 214 | Segment C2 | 22:03.2 | 22:05.0 | 1.8 | SLS + wash | 15.00→13.50 | 40→60 | 10→60
Control | OSC3–4 | 214 | Segment C2 | 22:03.2 | 22:05.0 | 1.8 | SLS + wash | 60.00→60.00 | 50→50 | 10→60
Control | OSC1–2 | 215 | Segment C2 | 22:05.0 | 22:08.5 | 3.5 | SLS + wash | 13.50→14.52 | 75→75 | 8→8
Control | OSC3–4 | 215 | Segment C2 | 22:05.0 | 22:08.5 | 3.5 | SLS + wash | 60.00→60.00 | 50→50 | 76→81
Control | OSC1–2 | 216 | Segment C2 | 22:08.5 | 22:12.0 | 3.5 | SLS + wash | 14.52→15.00 | 75→50 | 8→9
Control | OSC3–4 | 216 | Segment C2 | 22:08.5 | 22:12.0 | 3.5 | SLS + wash | 60.00→60.00 | 50→50 | 81→87
Control | OSC1–2 | 217 | Segment C2 | 22:12.0 | 22:15.5 | 3.5 | SLS + wash | 15.00→15.00 | 50→25 | 9→9
Control | OSC3–4 | 217 | Segment C2 | 22:12.0 | 22:15.5 | 3.5 | SLS + wash | 60.00→60.00 | 50→50 | 87→93
Control | OSC1–2 | 218 | Segment C2 | 22:15.5 | 22:19.0 | 3.5 | SLS + wash | 15.00→14.52 | 75→75 | 8→8
Control | OSC3–4 | 218 | Segment C2 | 22:15.5 | 22:19.0 | 3.5 | SLS + wash | 60.00→60.00 | 50→50 | 76→81
Control | OSC1–2 | 219 | Segment C2 | 22:19.0 | 22:22.5 | 3.5 | SLS + wash | 14.52→15.00 | 75→50 | 8→9
Control | OSC3–4 | 219 | Segment C2 | 22:19.0 | 22:22.5 | 3.5 | SLS + wash | 60.00→60.00 | 50→50 | 81→87
Control | OSC1–2 | 220 | Segment C2 | 22:22.5 | 22:26.0 | 3.5 | SLS + wash | 15.00→7.32 | 50→25 | 9→9
Control | OSC3–4 | 220 | Segment C2 | 22:22.5 | 22:26.0 | 3.5 | SLS + wash | 60.00→60.00 | 50→50 | 87→93
Control | OSC1–2 | 221 | Segment C2 | 22:26.0 | 22:27.8 | 1.8 | SLS + wash | 7.32→14.52 | 25→75 | 10→100
Control | OSC3–4 | 221 | Segment C2 | 22:26.0 | 22:27.8 | 1.8 | SLS + wash | 60.00→60.00 | 50→50 | 10→100
Control | OSC1–2 | 222 | C2/D dark | 22:27.8 | 22:30.8 | 3 | Dark | 60.00→60.00 | 50→50 | 0→0
Control | OSC3–4 | 222 | C2/D dark | 22:27.8 | 22:30.8 | 3 | Dark | 60.00→60.00 | 50→50 | 0→0
Control | OSC1–2 | 223 | Segment D | 22:30.8 | 22:37.8 | 7 | Wash | 60.00→60.00 | 50→50 | 0→6
Control | OSC3–4 | 223 | Segment D | 22:30.8 | 22:37.8 | 7 | Wash | 60.00→60.00 | 50→50 | 0→75
Control | OSC1–2 | 224 | Segment D | 22:37.8 | 22:45.8 | 8 | SLS + wash | 14.52→6.60 | 50→50 | 0→50
Control | OSC3–4 | 224 | Segment D | 22:37.8 | 22:45.8 | 8 | SLS + wash | 60.00→60.00 | 50→50 | 0→50
Control | OSC1–2 | 225 | Segment D | 22:45.8 | 22:57.8 | 12 | SLS + wash | 6.60→9.10 | 55→65 | 0→4
Control | OSC3–4 | 225 | Segment D | 22:45.8 | 22:57.8 | 12 | SLS + wash | 60.00→60.00 | 50→50 | 0→40
Control | OSC1–2 | 226 | Segment D | 22:57.8 | 23:07.8 | 10 | SLS + wash | 9.10→5.86 | 50→55 | 1→4
Control | OSC3–4 | 226 | Segment D | 22:57.8 | 23:07.8 | 10 | SLS + wash | 60.00→60.00 | 50→50 | 10→40
Control | OSC1–2 | 227 | Segment D | 23:07.8 | 23:25.8 | 18 | SLS + wash | 5.86→7.32 | 65→75 | 4→1
Control | OSC3–4 | 227 | Segment D | 23:07.8 | 23:25.8 | 18 | SLS + wash | 60.00→60.00 | 50→50 | 40→10
Control | OSC1–2 | 228 | Segment D | 23:25.8 | 23:33.8 | 8 | SLS + wash | 7.32→13.50 | 50→50 | 1→4
Control | OSC3–4 | 228 | Segment D | 23:25.8 | 23:33.8 | 8 | SLS + wash | 60.00→60.00 | 50→50 | 10→40
Control | OSC1–2 | 229 | Segment D | 23:33.8 | 23:40.8 | 7 | SLS + wash | 13.50→9.10 | 50→50 | 30→0
Control | OSC3–4 | 229 | Segment D | 23:33.8 | 23:40.8 | 7 | SLS + wash | 60.00→60.00 | 50→50 | 0→30
Control | OSC1–2 | 230 | Segment D | 23:40.8 | 23:55.8 | 15 | SLS + wash | 9.10→14.52 | 70→75 | 1→6
Control | OSC3–4 | 230 | Segment D | 23:40.8 | 23:55.8 | 15 | SLS + wash | 60.00→60.00 | 50→50 | 10→60
Control | OSC1–2 | 231 | Segment D | 23:55.8 | 24:17.8 | 22 | SLS + wash | 14.52→15.00 | 60→75 | 4→8
Control | OSC3–4 | 231 | Segment D | 23:55.8 | 24:17.8 | 22 | SLS + wash | 60.00→60.00 | 50→50 | 40→80
Control | OSC1–2 | 232 | Segment D | 24:17.8 | 24:29.8 | 12 | SLS + wash | 15.00→6.60 | 55→60 | 8→4
Control | OSC3–4 | 232 | Segment D | 24:17.8 | 24:29.8 | 12 | SLS + wash | 60.00→60.00 | 50→50 | 80→40
Control | OSC1–2 | 233 | Segment D | 24:29.8 | 24:47.8 | 18 | SLS + wash | 9.00→15.00 | 60→70 | 1→6
Control | OSC3–4 | 233 | Segment D | 24:29.8 | 24:47.8 | 18 | SLS + wash | 60.00→60.00 | 50→50 | 10→60
Control | OSC1–2 | 234 | Segment D | 24:47.8 | 24:53.8 | 6 | SLS + wash | 15.00→15.00 | 60→75 | 0→8
Control | OSC3–4 | 234 | Segment D | 24:47.8 | 24:53.8 | 6 | SLS + wash | 60.00→60.00 | 50→50 | 0→75
Control | OSC1–2 | 235 | Segment D | 24:53.8 | 25:00.8 | 7 | SLS + wash | 15.00→7.32 | 50→50 | 25→85
Control | OSC3–4 | 235 | Segment D | 24:53.8 | 25:00.8 | 7 | SLS + wash | 60.00→60.00 | 50→50 | 25→85
Control | OSC1–2 | 236 | Segment D | 25:00.8 | 25:20.8 | 20 | SLS + wash | 7.32→9.10 | 60→65 | 0→4
Control | OSC3–4 | 236 | Segment D | 25:00.8 | 25:20.8 | 20 | SLS + wash | 60.00→60.00 | 50→50 | 0→40
Control | OSC1–2 | 237 | Segment D | 25:20.8 | 25:35.8 | 15 | SLS + wash | 9.00→13.50 | 63→70 | 4→7
Control | OSC3–4 | 237 | Segment D | 25:20.8 | 25:35.8 | 15 | SLS + wash | 60.00→60.00 | 50→50 | 40→70
Control | OSC1–2 | 238 | Segment D | 25:35.8 | 25:45.8 | 10 | SLS + wash | 13.50→7.32 | 55→75 | 7→4
Control | OSC3–4 | 238 | Segment D | 25:35.8 | 25:45.8 | 10 | SLS + wash | 60.00→60.00 | 50→50 | 70→40
Control | OSC1–2 | 239 | Segment D | 25:45.8 | 25:52.8 | 7 | SLS + wash | 7.32→14.52 | 55→70 | 1→6
Control | OSC3–4 | 239 | Segment D | 25:45.8 | 25:52.8 | 7 | SLS + wash | 60.00→60.00 | 50→50 | 10→60
Control | OSC1–2 | 240 | Segment D | 25:52.8 | 26:07.8 | 15 | SLS + wash | 7.32→15.00 | 50→75 | 2→0
Control | OSC3–4 | 240 | Segment D | 25:52.8 | 26:07.8 | 15 | SLS + wash | 60.00→60.00 | 50→50 | 20→0
Control | OSC1–2 | 241 | Segment D | 26:07.8 | 26:14.8 | 7 | SLS + wash | 15.00→5.86 | 50→50 | 0→60
Control | OSC3–4 | 241 | Segment D | 26:07.8 | 26:14.8 | 7 | SLS + wash | 60.00→60.00 | 50→50 | 0→60
Control | OSC1–2 | 242 | Segment D | 26:14.8 | 26:22.8 | 8 | SLS + wash | 5.86→4.69 | 55→60 | 0→25
Control | OSC3–4 | 242 | Segment D | 26:14.8 | 26:22.8 | 8 | SLS + wash | 60.00→60.00 | 50→50 | 0→25
Control | OSC1–2 | 243 | Segment D | 26:22.8 | 26:27.8 | 5 | SLS + wash | 7.32→5.86 | 58→63 | 0→50
Control | OSC3–4 | 243 | Segment D | 26:22.8 | 26:27.8 | 5 | SLS + wash | 60.00→60.00 | 50→50 | 0→50
Control | OSC1–2 | 244 | Segment D | 26:27.8 | 26:35.8 | 8 | SLS + wash | 6.60→13.50 | 50→50 | 0→75
Control | OSC3–4 | 244 | Segment D | 26:27.8 | 26:35.8 | 8 | SLS + wash | 60.00→60.00 | 50→50 | 0→75
Control | OSC1–2 | 245 | D/E dark | 26:35.8 | 26:38.8 | 3 | Dark | 60.00→60.00 | 50→50 | 0→0
Control | OSC3–4 | 245 | D/E dark | 26:35.8 | 26:38.8 | 3 | Dark | 60.00→60.00 | 50→50 | 0→0
Control | OSC1–2 | 246 | Segment E opening | 26:38.8 | 26:43.8 | 5 | Wash | 60.00→60.00 | 50→50 | 75→0
Control | OSC3–4 | 246 | Segment E opening | 26:38.8 | 26:43.8 | 5 | Wash | 60.00→60.00 | 50→50 | 75→0
Control | OSC1–2 | 247 | Segment E opening | 26:43.8 | 26:53.8 | 10 | SLS + wash | 8.32→4.69 | 50→50 | 0→50
Control | OSC3–4 | 247 | Segment E opening | 26:43.8 | 26:53.8 | 10 | SLS + wash | 60.00→60.00 | 50→50 | 0→50
Control | OSC1–2 | 248 | Segment E opening | 26:53.8 | 27:23.8 | 30 | SLS + wash | 4.69→5.86 | 45→50 | 1→2
Control | OSC3–4 | 248 | Segment E opening | 26:53.8 | 27:23.8 | 30 | SLS + wash | 60.00→60.00 | 50→50 | 5→20
Control | OSC1–2 | 249 | Segment E opening | 27:23.8 | 27:48.8 | 25 | SLS + wash | 6.86→8.32 | 50→55 | 1→2
Control | OSC3–4 | 249 | Segment E opening | 27:23.8 | 27:48.8 | 25 | SLS + wash | 60.00→60.00 | 50→50 | 5→20
Control | OSC1–2 | 250 | Segment E opening | 27:48.8 | 28:08.8 | 20 | SLS + wash | 8.32→9.10 | 55→60 | 1→2
Control | OSC3–4 | 250 | Segment E opening | 27:48.8 | 28:08.8 | 20 | SLS + wash | 60.00→60.00 | 50→50 | 5→20
Control | OSC1–2 | 251 | Segment E opening | 28:08.8 | 28:16.8 | 8 | Wash | 60.00→60.00 | 50→50 | 1→2
Control | OSC3–4 | 251 | Segment E opening | 28:08.8 | 28:16.8 | 8 | Wash | 60.00→60.00 | 50→50 | 5→50
Control | OSC1–2 | 252 | Segment E dark | 28:16.8 | 28:18.8 | 2 | Dark | 60.00→60.00 | 50→50 | 0→0
Control | OSC3–4 | 252 | Segment E dark | 28:16.8 | 28:18.8 | 2 | Dark | 60.00→60.00 | 50→50 | 0→0
Control | OSC1–2 | 253 | Segment E continuation | 28:18.8 | 28:28.8 | 10 | SLS + wash | 9.00→13.50 | 60→65 | 1→2
Control | OSC3–4 | 253 | Segment E continuation | 28:18.8 | 28:28.8 | 10 | SLS + wash | 60.00→60.00 | 50→50 | 5→20
Control | OSC1–2 | 254 | Segment E continuation | 28:28.8 | 28:38.8 | 10 | SLS + wash | 13.50→15.00 | 63→70 | 1→2
Control | OSC3–4 | 254 | Segment E continuation | 28:28.8 | 28:38.8 | 10 | SLS + wash | 60.00→60.00 | 50→50 | 5→20
Control | OSC1–2 | 255 | Segment E continuation | 28:38.8 | 28:43.8 | 5 | SLS + wash | 14.52→15.00 | 65→75 | 1→2
Control | OSC3–4 | 255 | Segment E continuation | 28:38.8 | 28:43.8 | 5 | SLS + wash | 60.00→60.00 | 50→50 | 5→20
Control | OSC1–2 | 256 | Segment E continuation | 28:43.8 | 28:48.8 | 5 | SLS + wash | 15.00→15.00 | 60→70 | 1→2
Control | OSC3–4 | 256 | Segment E continuation | 28:43.8 | 28:48.8 | 5 | SLS + wash | 60.00→60.00 | 50→50 | 5→20
Control | OSC1–2 | 257 | Segment E continuation | 28:48.8 | 28:53.8 | 5 | SLS + wash | 15.00→7.32 | 50→50 | 5→50
Control | OSC3–4 | 257 | Segment E continuation | 28:48.8 | 28:53.8 | 5 | SLS + wash | 60.00→60.00 | 50→50 | 5→50
Control | OSC1–2 | 258 | Segment E continuation | 28:53.8 | 29:00.8 | 7 | SLS + wash | 7.32→14.52 | 60→75 | 1→2
Control | OSC3–4 | 258 | Segment E continuation | 28:53.8 | 29:00.8 | 7 | SLS + wash | 60.00→60.00 | 50→50 | 5→20
Control | OSC1–2 | 259 | Segment E continuation | 29:00.8 | 29:10.8 | 10 | SLS + wash | 15.00→6.60 | 55→70 | 1→1
Control | OSC3–4 | 259 | Segment E continuation | 29:00.8 | 29:10.8 | 10 | SLS + wash | 60.00→60.00 | 50→50 | 10→5
Control | OSC1–2 | 260 | Cooldown | 29:10.8 | 29:11.8 | 1 | Wash | 60.00→60.00 | 50→50 | 0→1
Control | OSC3–4 | 260 | Cooldown | 29:10.8 | 29:11.8 | 1 | Wash | 60.00→60.00 | 50→50 | 0→1
Control | OSC1–2 | 261 | Cooldown | 29:11.8 | 29:12.8 | 1 | Wash | 60.00→60.00 | 50→50 | 0→4
Control | OSC3–4 | 261 | Cooldown | 29:11.8 | 29:12.8 | 1 | Wash | 60.00→60.00 | 50→50 | 0→4
Control | OSC1–2 | 262 | Cooldown | 29:12.8 | 29:13.8 | 1 | Wash | 60.00→60.00 | 50→50 | 4→8
Control | OSC3–4 | 262 | Cooldown | 29:12.8 | 29:13.8 | 1 | Wash | 60.00→60.00 | 50→50 | 4→8
Control | OSC1–2 | 263 | Cooldown | 29:13.8 | 29:14.8 | 1 | Wash | 60.00→60.00 | 50→50 | 8→13
Control | OSC3–4 | 263 | Cooldown | 29:13.8 | 29:14.8 | 1 | Wash | 60.00→60.00 | 50→50 | 8→13
Control | OSC1–2 | 264 | Cooldown | 29:14.8 | 29:15.8 | 1 | Wash | 60.00→60.00 | 50→50 | 13→17
Control | OSC3–4 | 264 | Cooldown | 29:14.8 | 29:15.8 | 1 | Wash | 60.00→60.00 | 50→50 | 13→17
Control | OSC1–2 | 265 | Cooldown | 29:15.8 | 29:16.8 | 1 | Wash | 60.00→60.00 | 50→50 | 17→22
Control | OSC3–4 | 265 | Cooldown | 29:15.8 | 29:16.8 | 1 | Wash | 60.00→60.00 | 50→50 | 17→22
Control | OSC1–2 | 266 | Cooldown | 29:16.8 | 29:17.8 | 1 | Wash | 60.00→60.00 | 50→50 | 22→26
Control | OSC3–4 | 266 | Cooldown | 29:16.8 | 29:17.8 | 1 | Wash | 60.00→60.00 | 50→50 | 22→26
Control | OSC1–2 | 267 | Cooldown | 29:17.8 | 29:18.8 | 1 | Wash | 60.00→60.00 | 50→50 | 26→31
Control | OSC3–4 | 267 | Cooldown | 29:17.8 | 29:18.8 | 1 | Wash | 60.00→60.00 | 50→50 | 26→31
Control | OSC1–2 | 268 | Cooldown | 29:18.8 | 29:19.8 | 1 | Wash | 60.00→60.00 | 50→50 | 31→35
Control | OSC3–4 | 268 | Cooldown | 29:18.8 | 29:19.8 | 1 | Wash | 60.00→60.00 | 50→50 | 31→35
Control | OSC1–2 | 269 | Cooldown | 29:19.8 | 29:20.8 | 1 | Wash | 60.00→60.00 | 50→50 | 35→40
Control | OSC3–4 | 269 | Cooldown | 29:19.8 | 29:20.8 | 1 | Wash | 60.00→60.00 | 50→50 | 35→40
Control | OSC1–2 | 270 | Cooldown | 29:20.8 | 29:21.8 | 1 | Wash | 60.00→60.00 | 50→50 | 40→44
Control | OSC3–4 | 270 | Cooldown | 29:20.8 | 29:21.8 | 1 | Wash | 60.00→60.00 | 50→50 | 40→44
Control | OSC1–2 | 271 | Cooldown | 29:21.8 | 29:22.8 | 1 | Wash | 60.00→60.00 | 50→50 | 44→48
Control | OSC3–4 | 271 | Cooldown | 29:21.8 | 29:22.8 | 1 | Wash | 60.00→60.00 | 50→50 | 44→48
Control | OSC1–2 | 272 | Cooldown | 29:22.8 | 29:23.8 | 1 | Wash | 60.00→60.00 | 50→50 | 48→53
Control | OSC3–4 | 272 | Cooldown | 29:22.8 | 29:23.8 | 1 | Wash | 60.00→60.00 | 50→50 | 48→53
Control | OSC1–2 | 273 | Cooldown | 29:23.8 | 29:24.8 | 1 | Wash | 60.00→60.00 | 50→50 | 53→57
Control | OSC3–4 | 273 | Cooldown | 29:23.8 | 29:24.8 | 1 | Wash | 60.00→60.00 | 50→50 | 53→57
Control | OSC1–2 | 274 | Cooldown | 29:24.8 | 29:25.8 | 1 | Wash | 60.00→60.00 | 50→50 | 57→62
Control | OSC3–4 | 274 | Cooldown | 29:24.8 | 29:25.8 | 1 | Wash | 60.00→60.00 | 50→50 | 57→62
Control | OSC1–2 | 275 | Cooldown | 29:25.8 | 29:26.8 | 1 | Wash | 60.00→60.00 | 50→50 | 62→66
Control | OSC3–4 | 275 | Cooldown | 29:25.8 | 29:26.8 | 1 | Wash | 60.00→60.00 | 50→50 | 62→66
Control | OSC1–2 | 276 | Cooldown | 29:26.8 | 29:27.8 | 1 | Wash | 60.00→60.00 | 50→50 | 66→71
Control | OSC3–4 | 276 | Cooldown | 29:26.8 | 29:27.8 | 1 | Wash | 60.00→60.00 | 50→50 | 66→71
Control | OSC1–2 | 277 | Cooldown | 29:27.8 | 29:28.8 | 1 | Wash | 60.00→60.00 | 50→50 | 71→75
Control | OSC3–4 | 277 | Cooldown | 29:27.8 | 29:28.8 | 1 | Wash | 60.00→60.00 | 50→50 | 71→75
Control | OSC1–2 | 278 | Cooldown | 29:28.8 | 29:29.8 | 1 | Wash | 60.00→60.00 | 50→50 | 75→80
Control | OSC3–4 | 278 | Cooldown | 29:28.8 | 29:29.8 | 1 | Wash | 60.00→60.00 | 50→50 | 75→80
Control | OSC1–2 | 279 | Cooldown | 29:29.8 | 29:30.8 | 1 | Wash | 60.00→60.00 | 50→50 | 80→84
Control | OSC3–4 | 279 | Cooldown | 29:29.8 | 29:30.8 | 1 | Wash | 60.00→60.00 | 50→50 | 80→84
Control | OSC1–2 | 280 | Cooldown | 29:30.8 | 29:31.8 | 1 | Wash | 60.00→60.00 | 50→50 | 84→89
Control | OSC3–4 | 280 | Cooldown | 29:30.8 | 29:31.8 | 1 | Wash | 60.00→60.00 | 50→50 | 84→89
Control | OSC1–2 | 281 | Cooldown | 29:31.8 | 29:32.8 | 1 | Wash | 60.00→60.00 | 50→50 | 89→93
Control | OSC3–4 | 281 | Cooldown | 29:31.8 | 29:32.8 | 1 | Wash | 60.00→60.00 | 50→50 | 89→93
Control | OSC1–2 | 282 | Cooldown | 29:32.8 | 29:33.8 | 1 | Wash | 60.00→60.00 | 50→50 | 93→98
Control | OSC3–4 | 282 | Cooldown | 29:32.8 | 29:33.8 | 1 | Wash | 60.00→60.00 | 50→50 | 93→98
Control | OSC1–2 | 283 | Cooldown | 29:33.8 | 29:34.8 | 1 | Wash | 60.00→60.00 | 50→50 | 99→96
Control | OSC3–4 | 283 | Cooldown | 29:33.8 | 29:34.8 | 1 | Wash | 60.00→60.00 | 50→50 | 99→96
Control | OSC1–2 | 284 | Cooldown | 29:34.8 | 29:35.8 | 1 | Wash | 60.00→60.00 | 50→50 | 96→94
Control | OSC3–4 | 284 | Cooldown | 29:34.8 | 29:35.8 | 1 | Wash | 60.00→60.00 | 50→50 | 96→94
Control | OSC1–2 | 285 | Cooldown | 29:35.8 | 29:36.8 | 1 | Wash | 60.00→60.00 | 50→50 | 94→92
Control | OSC3–4 | 285 | Cooldown | 29:35.8 | 29:36.8 | 1 | Wash | 60.00→60.00 | 50→50 | 94→92
Control | OSC1–2 | 286 | Cooldown | 29:36.8 | 29:37.8 | 1 | Wash | 60.00→60.00 | 50→50 | 92→90
Control | OSC3–4 | 286 | Cooldown | 29:36.8 | 29:37.8 | 1 | Wash | 60.00→60.00 | 50→50 | 92→90
Control | OSC1–2 | 287 | Cooldown | 29:37.8 | 29:38.8 | 1 | Wash | 60.00→60.00 | 50→50 | 90→88
Control | OSC3–4 | 287 | Cooldown | 29:37.8 | 29:38.8 | 1 | Wash | 60.00→60.00 | 50→50 | 90→88
Control | OSC1–2 | 288 | Cooldown | 29:38.8 | 29:39.8 | 1 | Wash | 60.00→60.00 | 50→50 | 88→86
Control | OSC3–4 | 288 | Cooldown | 29:38.8 | 29:39.8 | 1 | Wash | 60.00→60.00 | 50→50 | 88→86
Control | OSC1–2 | 289 | Cooldown | 29:39.8 | 29:40.8 | 1 | Wash | 60.00→60.00 | 50→50 | 86→84
Control | OSC3–4 | 289 | Cooldown | 29:39.8 | 29:40.8 | 1 | Wash | 60.00→60.00 | 50→50 | 86→84
Control | OSC1–2 | 290 | Cooldown | 29:40.8 | 29:41.8 | 1 | Wash | 60.00→60.00 | 50→50 | 84→82
Control | OSC3–4 | 290 | Cooldown | 29:40.8 | 29:41.8 | 1 | Wash | 60.00→60.00 | 50→50 | 84→82
Control | OSC1–2 | 291 | Cooldown | 29:41.8 | 29:42.8 | 1 | Wash | 60.00→60.00 | 50→50 | 82→80
Control | OSC3–4 | 291 | Cooldown | 29:41.8 | 29:42.8 | 1 | Wash | 60.00→60.00 | 50→50 | 82→80
Control | OSC1–2 | 292 | Cooldown | 29:42.8 | 29:43.8 | 1 | Wash | 60.00→60.00 | 50→50 | 80→78
Control | OSC3–4 | 292 | Cooldown | 29:42.8 | 29:43.8 | 1 | Wash | 60.00→60.00 | 50→50 | 80→78
Control | OSC1–2 | 293 | Cooldown | 29:43.8 | 29:44.8 | 1 | Wash | 60.00→60.00 | 50→50 | 78→76
Control | OSC3–4 | 293 | Cooldown | 29:43.8 | 29:44.8 | 1 | Wash | 60.00→60.00 | 50→50 | 78→76
Control | OSC1–2 | 294 | Cooldown | 29:44.8 | 29:45.8 | 1 | Wash | 60.00→60.00 | 50→50 | 76→73
Control | OSC3–4 | 294 | Cooldown | 29:44.8 | 29:45.8 | 1 | Wash | 60.00→60.00 | 50→50 | 76→73
Control | OSC1–2 | 295 | Cooldown | 29:45.8 | 29:46.8 | 1 | Wash | 60.00→60.00 | 50→50 | 73→71
Control | OSC3–4 | 295 | Cooldown | 29:45.8 | 29:46.8 | 1 | Wash | 60.00→60.00 | 50→50 | 73→71
Control | OSC1–2 | 296 | Cooldown | 29:46.8 | 29:47.8 | 1 | Wash | 60.00→60.00 | 50→50 | 71→69
Control | OSC3–4 | 296 | Cooldown | 29:46.8 | 29:47.8 | 1 | Wash | 60.00→60.00 | 50→50 | 71→69
Control | OSC1–2 | 297 | Cooldown | 29:47.8 | 29:48.8 | 1 | Wash | 60.00→60.00 | 50→50 | 69→67
Control | OSC3–4 | 297 | Cooldown | 29:47.8 | 29:48.8 | 1 | Wash | 60.00→60.00 | 50→50 | 69→67
Control | OSC1–2 | 298 | Cooldown | 29:48.8 | 29:49.8 | 1 | Wash | 60.00→60.00 | 50→50 | 67→65
Control | OSC3–4 | 298 | Cooldown | 29:48.8 | 29:49.8 | 1 | Wash | 60.00→60.00 | 50→50 | 67→65
Control | OSC1–2 | 299 | Cooldown | 29:49.8 | 29:50.8 | 1 | Wash | 60.00→60.00 | 50→50 | 65→63
Control | OSC3–4 | 299 | Cooldown | 29:49.8 | 29:50.8 | 1 | Wash | 60.00→60.00 | 50→50 | 65→63
Control | OSC1–2 | 300 | Cooldown | 29:50.8 | 29:51.8 | 1 | Wash | 60.00→60.00 | 50→50 | 63→61
Control | OSC3–4 | 300 | Cooldown | 29:50.8 | 29:51.8 | 1 | Wash | 60.00→60.00 | 50→50 | 63→61
Control | OSC1–2 | 301 | Cooldown | 29:51.8 | 29:52.8 | 1 | Wash | 60.00→60.00 | 50→50 | 61→59
Control | OSC3–4 | 301 | Cooldown | 29:51.8 | 29:52.8 | 1 | Wash | 60.00→60.00 | 50→50 | 61→59
Control | OSC1–2 | 302 | Cooldown | 29:52.8 | 29:53.8 | 1 | Wash | 60.00→60.00 | 50→50 | 59→57
Control | OSC3–4 | 302 | Cooldown | 29:52.8 | 29:53.8 | 1 | Wash | 60.00→60.00 | 50→50 | 59→57
Control | OSC1–2 | 303 | Cooldown | 29:53.8 | 29:54.8 | 1 | Wash | 60.00→60.00 | 50→50 | 57→55
Control | OSC3–4 | 303 | Cooldown | 29:53.8 | 29:54.8 | 1 | Wash | 60.00→60.00 | 50→50 | 57→55
Control | OSC1–2 | 304 | Cooldown | 29:54.8 | 29:55.8 | 1 | Wash | 60.00→60.00 | 50→50 | 55→53
Control | OSC3–4 | 304 | Cooldown | 29:54.8 | 29:55.8 | 1 | Wash | 60.00→60.00 | 50→50 | 55→53
Control | OSC1–2 | 305 | Cooldown | 29:55.8 | 29:56.8 | 1 | Wash | 60.00→60.00 | 50→50 | 53→51
Control | OSC3–4 | 305 | Cooldown | 29:55.8 | 29:56.8 | 1 | Wash | 60.00→60.00 | 50→50 | 53→51
Control | OSC1–2 | 306 | Cooldown | 29:56.8 | 29:57.8 | 1 | Wash | 60.00→60.00 | 50→50 | 51→48
Control | OSC3–4 | 306 | Cooldown | 29:56.8 | 29:57.8 | 1 | Wash | 60.00→60.00 | 50→50 | 51→48
Control | OSC1–2 | 307 | Cooldown | 29:57.8 | 29:58.8 | 1 | Wash | 60.00→60.00 | 50→50 | 48→46
Control | OSC3–4 | 307 | Cooldown | 29:57.8 | 29:58.8 | 1 | Wash | 60.00→60.00 | 50→50 | 48→46
Control | OSC1–2 | 308 | Cooldown | 29:58.8 | 29:59.8 | 1 | Wash | 60.00→60.00 | 50→50 | 46→44
Control | OSC3–4 | 308 | Cooldown | 29:58.8 | 29:59.8 | 1 | Wash | 60.00→60.00 | 50→50 | 46→44
Control | OSC1–2 | 309 | Cooldown | 29:59.8 | 30:00.8 | 1 | Wash | 60.00→60.00 | 50→50 | 44→42
Control | OSC3–4 | 309 | Cooldown | 29:59.8 | 30:00.8 | 1 | Wash | 60.00→60.00 | 50→50 | 44→42
Control | OSC1–2 | 310 | Cooldown | 30:00.8 | 30:01.8 | 1 | Wash | 60.00→60.00 | 50→50 | 42→40
Control | OSC3–4 | 310 | Cooldown | 30:00.8 | 30:01.8 | 1 | Wash | 60.00→60.00 | 50→50 | 42→40
Control | OSC1–2 | 311 | Cooldown | 30:01.8 | 30:02.8 | 1 | Wash | 60.00→60.00 | 50→50 | 40→38
Control | OSC3–4 | 311 | Cooldown | 30:01.8 | 30:02.8 | 1 | Wash | 60.00→60.00 | 50→50 | 40→38
Control | OSC1–2 | 312 | Cooldown | 30:02.8 | 30:03.8 | 1 | Wash | 60.00→60.00 | 50→50 | 38→36
Control | OSC3–4 | 312 | Cooldown | 30:02.8 | 30:03.8 | 1 | Wash | 60.00→60.00 | 50→50 | 38→36
Control | OSC1–2 | 313 | Cooldown | 30:03.8 | 30:04.8 | 1 | Wash | 60.00→60.00 | 50→50 | 36→34
Control | OSC3–4 | 313 | Cooldown | 30:03.8 | 30:04.8 | 1 | Wash | 60.00→60.00 | 50→50 | 36→34
Control | OSC1–2 | 314 | Cooldown | 30:04.8 | 30:05.8 | 1 | Wash | 60.00→60.00 | 50→50 | 34→32
Control | OSC3–4 | 314 | Cooldown | 30:04.8 | 30:05.8 | 1 | Wash | 60.00→60.00 | 50→50 | 34→32
Control | OSC1–2 | 315 | Cooldown | 30:05.8 | 30:06.8 | 1 | Wash | 60.00→60.00 | 50→50 | 32→30
Control | OSC3–4 | 315 | Cooldown | 30:05.8 | 30:06.8 | 1 | Wash | 60.00→60.00 | 50→50 | 32→30
Control | OSC1–2 | 316 | Cooldown | 30:06.8 | 30:07.8 | 1 | Wash | 60.00→60.00 | 50→50 | 30→28
Control | OSC3–4 | 316 | Cooldown | 30:06.8 | 30:07.8 | 1 | Wash | 60.00→60.00 | 50→50 | 30→28
Control | OSC1–2 | 317 | Cooldown | 30:07.8 | 30:08.8 | 1 | Wash | 60.00→60.00 | 50→50 | 28→26
Control | OSC3–4 | 317 | Cooldown | 30:07.8 | 30:08.8 | 1 | Wash | 60.00→60.00 | 50→50 | 28→26
Control | OSC1–2 | 318 | Cooldown | 30:08.8 | 30:09.8 | 1 | Wash | 60.00→60.00 | 50→50 | 26→23
Control | OSC3–4 | 318 | Cooldown | 30:08.8 | 30:09.8 | 1 | Wash | 60.00→60.00 | 50→50 | 26→23
Control | OSC1–2 | 319 | Cooldown | 30:09.8 | 30:10.8 | 1 | Wash | 60.00→60.00 | 50→50 | 23→21
Control | OSC3–4 | 319 | Cooldown | 30:09.8 | 30:10.8 | 1 | Wash | 60.00→60.00 | 50→50 | 23→21
Control | OSC1–2 | 320 | Cooldown | 30:10.8 | 30:11.8 | 1 | Wash | 60.00→60.00 | 50→50 | 21→19
Control | OSC3–4 | 320 | Cooldown | 30:10.8 | 30:11.8 | 1 | Wash | 60.00→60.00 | 50→50 | 21→19
Control | OSC1–2 | 321 | Cooldown | 30:11.8 | 30:12.8 | 1 | Wash | 60.00→60.00 | 50→50 | 19→17
Control | OSC3–4 | 321 | Cooldown | 30:11.8 | 30:12.8 | 1 | Wash | 60.00→60.00 | 50→50 | 19→17
Control | OSC1–2 | 322 | Cooldown | 30:12.8 | 30:13.8 | 1 | Wash | 60.00→60.00 | 50→50 | 17→15
Control | OSC3–4 | 322 | Cooldown | 30:12.8 | 30:13.8 | 1 | Wash | 60.00→60.00 | 50→50 | 17→15
Control | OSC1–2 | 323 | Cooldown | 30:13.8 | 30:14.8 | 1 | Wash | 60.00→60.00 | 50→50 | 15→13
Control | OSC3–4 | 323 | Cooldown | 30:13.8 | 30:14.8 | 1 | Wash | 60.00→60.00 | 50→50 | 15→13
Control | OSC1–2 | 324 | Cooldown | 30:14.8 | 30:15.8 | 1 | Wash | 60.00→60.00 | 50→50 | 13→11
Control | OSC3–4 | 324 | Cooldown | 30:14.8 | 30:15.8 | 1 | Wash | 60.00→60.00 | 50→50 | 13→11
Control | OSC1–2 | 325 | Cooldown | 30:15.8 | 30:16.8 | 1 | Wash | 60.00→60.00 | 50→50 | 11→9
Control | OSC3–4 | 325 | Cooldown | 30:15.8 | 30:16.8 | 1 | Wash | 60.00→60.00 | 50→50 | 11→9
Control | OSC1–2 | 326 | Cooldown | 30:16.8 | 30:17.8 | 1 | Wash | 60.00→60.00 | 50→50 | 9→7
Control | OSC3–4 | 326 | Cooldown | 30:16.8 | 30:17.8 | 1 | Wash | 60.00→60.00 | 50→50 | 9→7
Control | OSC1–2 | 327 | Cooldown | 30:17.8 | 30:18.8 | 1 | Wash | 60.00→60.00 | 50→50 | 7→5
Control | OSC3–4 | 327 | Cooldown | 30:17.8 | 30:18.8 | 1 | Wash | 60.00→60.00 | 50→50 | 7→5
Control | OSC1–2 | 328 | Cooldown | 30:18.8 | 30:19.8 | 1 | Wash | 60.00→60.00 | 50→50 | 5→3
Control | OSC3–4 | 328 | Cooldown | 30:18.8 | 30:19.8 | 1 | Wash | 60.00→60.00 | 50→50 | 5→3
Control | OSC1–2 | 329 | Cooldown | 30:19.8 | 30:20.8 | 1 | Wash | 60.00→60.00 | 50→50 | 3→1
Control | OSC3–4 | 329 | Cooldown | 30:19.8 | 30:20.8 | 1 | Wash | 60.00→60.00 | 50→50 | 3→1
Control | OSC1–2 | 330 | Cooldown | 30:20.8 | 30:22.1 | 1.3 | Wash | 60.00→60.00 | 50→50 | 1→0
Control | OSC3–4 | 330 | Cooldown | 30:20.8 | 30:22.1 | 1.3 | Wash | 60.00→60.00 | 50→50 | 1→0

## Interim Validation
Validation Metrics for Condensed Interim Stimulation Sequences
This table defines the quantitative metrics used to compare full-length candidate sequences with their condensed interim-study versions.
Mean absolute difference, relative difference, and dynamic time-warping metrics were used to assess preservation of parameter structure after temporal condensation.
metric | definition | equation_or_rule | direction_of_interpretation
Mean absolute difference | Average absolute parameter deviation between full and condensed sequences. | MAD = mean(¦A_i − B_i¦) | Lower values indicate closer absolute similarity.
Relative difference | Mean absolute difference expressed relative to the full-sequence mean. | Relative difference = MAD / mean(A) | Allows comparison across parameters with different units.
Pairwise distance matrix | Absolute pointwise difference between full and condensed sequences. | D(i,j) = ¦A_i − B_j¦ | Forms the input matrix for Dynamic Time Warping.
Cumulative DTW cost | Minimum accumulated alignment cost across allowable temporal paths. | C(i,j) = D(i,j) + min{C(i−1,j), C(i,j−1), C(i−1,j−1)} | Lower values indicate closer temporally warped alignment.
Final DTW distance | Cumulative cost at the terminal alignment point. | DTW(A,B) = C(N,M) | Represents total sequence deviation after temporal alignment.
Normalised DTW | DTW distance divided by the full-sequence segment length. | Normalised DTW_S = DTW_S / length(S_full) | Expresses deviation per original-sequence step.
Length-weighted total DTW | Segment DTW values averaged after weighting by original segment length. | Total = sum(DTW_S) / sum(length(S_full)) | Prevents shorter or more compressed segments from dominating the summary.
Exclusion of wash/dark phases | Wash-ramp and full-darkness phases were excluded from fidelity comparisons. | Validation computed on active stimulation segments only. | Ensures fidelity estimates reflect active SLS parameter structure.

## Fidelity Summary
Overall Fidelity of Condensed Sequences Relative to Full Candidate Sequences
Values summarise the similarity between full and condensed sequences across frequency, duty cycle, and luminance.
Lower mean absolute difference, relative difference, accumulated DTW, and per-step DTW values indicate closer preservation of the original sequence profile.
parameter | mean_absolute_difference | relative_difference_percent | accumulated_dtw | per_step_dtw
Frequency | 1.12 | 12.43 | 1.92 | 0.32
Duty cycle | 1.68 | 2.89 | 0.47 | 0.078
Luminance | 4.23 | 14.02 | 2.44 | 0.47

## Fidelity per Segment
Segment-Level Fidelity of Condensed Sequences Relative to Full Candidate Sequences
This table reports fidelity metrics separately for each sequence segment and stimulation parameter.
Segment-level summaries show whether condensation preserved the local frequency, duty-cycle, and luminance characteristics of each structural section.
segment | parameter | full_mean | condensed_mean | mean_absolute_difference | relative_difference_percent | accumulated_dtw | per_step_dtw
A | Frequency | 8.2 | 6.54 | 1.66 | 20.1 | 1.72 | 0.287
A | Duty cycle | 55.36 | 54 | 1.36 | 2.46 | 0.45 | 0.075
A | Luminance | 25.71 | 21 | 4.71 | 18.3 | 2.42 | 0.403
B | Frequency | 7.06 | 7.1 | 0.86 | 10.75 | 2.05 | 0.342
B | Duty cycle | 54.79 | 53.2 | 1.59 | 2.89 | 0.51 | 0.085
B | Luminance | 25.65 | 20 | 5.65 | 22.04 | 3.02 | 0.503
C | Frequency | 7.81 | 6.23 | 1.58 | 19.98 | 1.86 | 0.31
C | Duty cycle | 56.56 | 54.79 | 1.77 | 3.14 | 0.47 | 0.783
C | Luminance | 27.5 | 22.5 | 5 | 18.18 | 2.89 | 0.482
Peak | Frequency | 10.17 | 10.16 | 0.01 | 0.17 | 1.97 | 0.328
Peak | Duty cycle | 61.4 | 60.8 | 0.6 | 0.98 | 0.49 | 0.0812
Peak | Luminance | 53 | 47 | 6 | 11.32 | 3.15 | 0.525
D | Frequency | 9.3 | 8.43 | 0.87 | 9.39 | 1.75 | 0.292
D | Duty cycle | 59.4 | 57.5 | 1.9 | 3.2 | 0.44 | 0.073
D | Luminance | 31 | 26 | 5 | 16.13 | 2.71 | 0.452
E | Frequency | 8.96 | 8.09 | 0.87 | 9.79 | 1.58 | 0.263
E | Duty cycle | 55.29 | 52.4 | 2.89 | 5.22 | 0.4 | 0.067
E | Luminance | 28.57 | 24 | 4.57 | 16 | 2.23 | 0.372

## WP2 Demographics
WP2 Stage-Specific Demographic and Baseline Clinical Characteristics
Continuous variables are reported as mean ± SD [range]. Categorical variables are reported as n / non-missing denominator (%).
Columns distinguish screened, randomised, arm-specific randomised, analysed, and arm-specific analysed samples to clarify denominators across recruitment, allocation, and analysis stages.
characteristic | screened_overall | randomised_overall | randomised_control | randomised_intervention | analysed_overall | analysed_control | analysed_intervention
Age | 25.96 ± 9.22 [18.00–79.00] (n = 218; unavailable = 94) | 27.18 ± 10.47 [18.00–79.00] (n = 82; unavailable = 2) | 27.48 ± 13.26 [18.00–79.00] (n = 40; unavailable = 2) | 26.90 ± 7.01 [18.00–50.00] (n = 42) | 26.61 ± 9.40 [18.00–79.00] (n = 70) | 26.39 ± 11.89 [18.00–79.00] (n = 31) | 26.79 ± 6.98 [19.00–50.00] (n = 39)
Sex: Female | 144/218 (66.1%) | 48/82 (58.5%) | 24/40 (60.0%) | 24/42 (57.1%) | 41/70 (58.6%) | 18/31 (58.1%) | 23/39 (59.0%)
Sex: Male | 73/218 (33.5%) | 34/82 (41.5%) | 16/40 (40.0%) | 18/42 (42.9%) | 29/70 (41.4%) | 13/31 (41.9%) | 16/39 (41.0%)
Sex: Other | 1/218 (0.5%)
Sex: Unavailable / missing | 94/312 unavailable | 2/84 unavailable | 2/42 unavailable
Gender: Female | 139/218 (63.8%) | 47/82 (57.3%) | 26/40 (65.0%) | 21/42 (50.0%) | 40/70 (57.1%) | 19/31 (61.3%) | 21/39 (53.8%)
Gender: Male | 72/218 (33.0%) | 33/82 (40.2%) | 14/40 (35.0%) | 19/42 (45.2%) | 28/70 (40.0%) | 12/31 (38.7%) | 16/39 (41.0%)
Gender: Other | 7/218 (3.2%) | 2/82 (2.4%) |  | 2/42 (4.8%) | 2/70 (2.9%) |  | 2/39 (5.1%)
Gender: Unavailable / missing | 94/312 unavailable | 2/84 unavailable | 2/42 unavailable
Psychoactive medication status: Yes | 104/218 (47.7%) | 42/82 (51.2%) | 18/40 (45.0%) | 24/42 (57.1%) | 33/70 (47.1%) | 11/31 (35.5%) | 22/39 (56.4%)
Psychoactive medication status: No | 114/218 (52.3%) | 40/82 (48.8%) | 22/40 (55.0%) | 18/42 (42.9%) | 37/70 (52.9%) | 20/31 (64.5%) | 17/39 (43.6%)
Psychoactive medication status: Unavailable / missing | 94/312 unavailable | 2/84 unavailable | 2/42 unavailable
Baseline PHQ-9 severity stratum: Minimal (0–4) | 14/232 (6.0%)
Baseline PHQ-9 severity stratum: Mild (5–9) | 41/232 (17.7%) | 19/82 (23.2%) | 8/40 (20.0%) | 11/42 (26.2%) | 17/70 (24.3%) | 7/31 (22.6%) | 10/39 (25.6%)
Baseline PHQ-9 severity stratum: Moderate (10–14) | 77/232 (33.2%) | 36/82 (43.9%) | 18/40 (45.0%) | 18/42 (42.9%) | 29/70 (41.4%) | 13/31 (41.9%) | 16/39 (41.0%)
Baseline PHQ-9 severity stratum: Moderately severe (15–19) | 67/232 (28.9%) | 20/82 (24.4%) | 10/40 (25.0%) | 10/42 (23.8%) | 18/70 (25.7%) | 8/31 (25.8%) | 10/39 (25.6%)
Baseline PHQ-9 severity stratum: Severe (20–27) | 33/232 (14.2%) | 7/82 (8.5%) | 4/40 (10.0%) | 3/42 (7.1%) | 6/70 (8.6%) | 3/31 (9.7%) | 3/39 (7.7%)
Baseline PHQ-9 severity stratum: Unavailable / missing | 80/312 unavailable | 2/84 unavailable | 2/42 unavailable
Baseline PHQ-9 | 13.48 ± 5.51 [0.00–26.00] (n = 232; unavailable = 80) | 12.83 ± 4.32 [5.00–22.00] (n = 82; unavailable = 2) | 13.22 ± 4.29 [6.00–22.00] (n = 40; unavailable = 2) | 12.45 ± 4.37 [5.00–22.00] (n = 42) | 12.73 ± 4.37 [5.00–22.00] (n = 70) | 13.06 ± 4.27 [6.00–22.00] (n = 31) | 12.46 ± 4.49 [5.00–22.00] (n = 39)
Baseline BDI-II | 27.10 ± 9.64 [5.00–55.00] (n = 82; unavailable = 230) | 27.37 ± 9.38 [8.00–55.00] (n = 81; unavailable = 3) | 28.10 ± 10.02 [10.00–55.00] (n = 39; unavailable = 3) | 26.69 ± 8.81 [8.00–53.00] (n = 42) | 27.80 ± 9.39 [8.00–55.00] (n = 70) | 29.13 ± 9.72 [14.00–55.00] (n = 31) | 26.74 ± 9.12 [8.00–53.00] (n = 39)
Baseline MADRS-S | 10.37 ± 3.55 [1.00–21.00] (n = 82; unavailable = 230) | 10.48 ± 3.41 [3.00–21.00] (n = 81; unavailable = 3) | 10.74 ± 3.97 [4.00–21.00] (n = 39; unavailable = 3) | 10.24 ± 2.83 [3.00–16.00] (n = 42) | 10.66 ± 3.38 [3.00–21.00] (n = 70) | 11.39 ± 3.93 [4.00–21.00] (n = 31) | 10.08 ± 2.79 [3.00–16.00] (n = 39)
Baseline BAI | 18.78 ± 11.09 [0.00–53.00] (n = 82; unavailable = 230) | 19.01 ± 10.95 [1.00–53.00] (n = 81; unavailable = 3) | 19.46 ± 11.18 [3.00–53.00] (n = 39; unavailable = 3) | 18.60 ± 10.86 [1.00–48.00] (n = 42) | 18.57 ± 10.71 [1.00–53.00] (n = 70) | 18.10 ± 10.78 [3.00–53.00] (n = 31) | 18.95 ± 10.78 [1.00–48.00] (n = 39)

## WP2 Assessment Schedule
WP2 Assessment Schedule by Study Timepoint
This table summarises the planned collection schedule for eligibility, clinical symptoms, affective state, acute subjective experience, safety, tolerability, and feasibility measures.
“Collected” indicates that the measure was scheduled at the corresponding timepoint.
Domain | Measure | Pre-screen | Pre-S1 | Post-S1 | SMS after S1 | Pre-S2 | Post-S2 | SMS after S2 | Pre-S3 | Post-S3 | SMS after S3 | Pre-S4 | Post-S4 | SMS post / final follow-up
Eligibility / allocation | Eligibility screening, safety criteria, contact details | Collected
Eligibility / allocation | Randomisation / arm allocation |  | Collected
Baseline clinical symptoms | PHQ-9 |  | Collected |  | Collected | Collected |  | Collected | Collected |  | Collected | Collected | Collected | Collected
Baseline clinical symptoms | BDI-II |  | Collected | [9 empty] | Collected
Baseline clinical symptoms | BAI |  | Collected | [9 empty] | Collected
Baseline clinical symptoms | MADRS-S |  | Collected | [9 empty] | Collected
Affective state / wellbeing | M3VAS |  | Collected |  | Collected | Collected |  | Collected | Collected |  | Collected | Collected | Collected | Collected
Affective state / wellbeing | M3VAS-Change |  |  | Collected | Collected |  | Collected | Collected |  | Collected | Collected |  | Collected | Collected
Affective state / wellbeing | SPANE |  | Collected |  | Collected | Collected |  | Collected | Collected |  | Collected | Collected | Collected | Collected
Expectancy / beliefs | Treatment expectancy / credibility |  | Collected
Expectancy / beliefs | SETS / expectancy-related items |  | Collected
Acute experience | 11-ASC / altered-state phenomenology |  |  | Collected |  |  | Collected |  |  | Collected |  |  | Collected
Acute experience | 6D-VHQ visual phenomenology |  |  | Collected |  |  | Collected |  |  | Collected |  |  | Collected
Acute experience | Engagement, pleasure, discomfort, drowsiness / session VAS ratings |  |  | Collected |  |  | Collected |  |  | Collected |  |  | Collected
Safety / tolerability | VDQ / side-effect and tolerability ratings |  |  | Collected |  |  | Collected |  |  | Collected |  |  | Collected
Safety / tolerability | Adverse events, discontinuations, safeguarding concerns |  | Collected | Collected | Collected | Collected | Collected | Collected | Collected | Collected | Collected | Collected | Collected | Collected
Feasibility / adherence | Attendance / session completion |  | Collected | Collected |  | Collected | Collected |  | Collected | Collected |  | Collected | Collected
Feasibility / adherence | Questionnaire completion / missingness |  | Collected | Collected | Collected | Collected | Collected | Collected | Collected | Collected | Collected | Collected | Collected | Collected
Feasibility / adherence | Protocol adherence / missed sessions / withdrawal reasons |  | Collected | Collected | Collected | Collected | Collected | Collected | Collected | Collected | Collected | Collected | Collected | Collected

## WP2 Data Collection Details
WP2 Data Collection Details
This table describes the mode and content of data collection at each WP2 timepoint.
Core measures capture clinical symptoms, affective state, acute subjective experience, and expectancy, while safety and feasibility records capture attendance, tolerability, side effects, adverse events, and missingness.
Timepoint | Collection mode | Core measures collected | Safety / feasibility records
Pre-screening | Online screening | Eligibility screening; safety criteria; contact details | Screening eligibility; follow-up contact details
Pre-Session 1 | Baseline / pre-stimulation | Randomisation; PHQ-9; BDI-II; BAI; MADRS-S; M3VAS; SPANE; expectancy / credibility; SETS | Attendance; questionnaire completion; adverse events / safeguarding check
Post-Session 1 | Post-stimulation | M3VAS-Change; 11-ASC; 6D-VHQ; session VAS; VDQ | Session completion; tolerability; side effects
SMS after S1 | Remote follow-up | PHQ-9; M3VAS; M3VAS-Change; SPANE | Adverse events; missingness; adherence
Pre-Session 2 | Pre-stimulation | PHQ-9; M3VAS; SPANE | Attendance; protocol adherence
Post-Session 2 | Post-stimulation | M3VAS-Change; 11-ASC; 6D-VHQ; session VAS; VDQ | Session completion; tolerability; side effects
SMS after S2 | Remote follow-up | PHQ-9; M3VAS; M3VAS-Change; SPANE | Adverse events; missingness; adherence
Pre-Session 3 | Pre-stimulation | PHQ-9; M3VAS; SPANE | Attendance; protocol adherence
Post-Session 3 | Post-stimulation | M3VAS-Change; 11-ASC; 6D-VHQ; session VAS; VDQ | Session completion; tolerability; side effects
SMS after S3 | Remote follow-up | PHQ-9; M3VAS; M3VAS-Change; SPANE | Adverse events; missingness; adherence
Pre-Session 4 | Pre-stimulation | PHQ-9; M3VAS; SPANE | Attendance; protocol adherence
Post-Session 4 | Endpoint / post-stimulation | PHQ-9; BDI-II; BAI; MADRS-S; M3VAS; M3VAS-Change; SPANE; 11-ASC; 6D-VHQ; session VAS; VDQ | Final session completion; tolerability; endpoint data capture
Final FU | Remote final follow-up | PHQ-9; M3VAS; M3VAS-Change; SPANE | Final adverse events; missingness; withdrawal reasons

## WP2 Scale Definitions
Abbreviations and Definitions for WP2 Outcome Measures
This table defines the abbreviated measure names used throughout the supplementary workbook and manuscript.
Measures include clinical symptom scales, affective-state measures, acute subjective-experience scales, expectancy/credibility measures, and tolerability or side-effect instruments.
Abbreviation | Definition
PHQ-9 | Patient Health Questionnaire-9
BDI-II | Beck Depression Inventory-II
BAI | Beck Anxiety Inventory
MADRS-S | Montgomery-Asberg Depression Rating Scale - Self-report
M3VAS | Maudsley 3-item Visual Analogue Scale
M3VAS-Change | End-session or follow-up change rating derived from the Maudsley 3-item Visual Analogue Scale framework
SPANE | Scale of Positive and Negative Experience
11-ASC | 11-dimensional Altered States of Consciousness scale
6D-VHQ | Six-Dimensional Visual Hallucination Questionnaire
VDQ | Visual Discomfort Questionnaire
SETS | Stanford Expectations of Treatment Scale / expectancy-related items
SMS | Between-session remote follow-up
FU | Final post-protocol follow-up

## WP2 Attendance by ArmSession
WP2 Session Attendance by Treatment Arm
Attendance is shown as completed sessions out of the randomised denominator for each arm.
Percentages therefore describe retention through each scheduled stimulation session and include participants who discontinued before later sessions in the denominator.
Session | Control completed, n/N (%) | Intervention completed, n/N (%)
Session 1 | 39/42 (92.9%) | 42/42 (100.0%)
Session 2 | 35/42 (83.3%) | 39/42 (92.9%)
Session 3 | 32/42 (76.2%) | 39/42 (92.9%)
Session 4 | 31/42 (73.8%) | 39/42 (92.9%)

## WP2 Data-Collection Adherence
WP2 Questionnaire and Follow-Up Data-Collection Adherence
Observed/expected values indicate the number of completed data-collection events relative to the number expected at each timepoint.
Expected denominators reflect the relevant scheduled-event population at that stage, rather than the full randomised sample when participants were no longer expected to provide later-session data.
Data-collection event | Intervention observed/expected, n/N (%) | Control observed/expected, n/N (%) | Overall observed/expected, n/N (%)
Pre Session 1 | 42/42 (100.0%) | 39/39 (100.0%) | 81/81 (100.0%)
Post Session 1 | 40/42 (95.2%) | 39/39 (100.0%) | 79/81 (97.5%)
SMS 1 after Session 1 | 35/42 (83.3%) | 33/39 (84.6%) | 68/81 (84.0%)
SMS 2 after Session 1 | 32/42 (76.2%) | 31/39 (79.5%) | 63/81 (77.8%)
SMS 3 after Session 1 | 33/42 (78.6%) | 31/39 (79.5%) | 64/81 (79.0%)
Pre Session 2 | 39/39 (100.0%) | 35/35 (100.0%) | 74/74 (100.0%)
Post Session 2 | 39/39 (100.0%) | 35/35 (100.0%) | 74/74 (100.0%)
SMS 1 after Session 2 | 30/39 (76.9%) | 27/35 (77.1%) | 57/74 (77.0%)
SMS 2 after Session 2 | 28/39 (71.8%) | 22/35 (62.9%) | 50/74 (67.6%)
SMS 3 after Session 2 | 34/39 (87.2%) | 29/35 (82.9%) | 63/74 (85.1%)
Pre Session 3 | 38/39 (97.4%) | 32/32 (100.0%) | 70/71 (98.6%)
Post Session 3 | 39/39 (100.0%) | 32/32 (100.0%) | 71/71 (100.0%)
SMS 1 after Session 3 | 32/39 (82.1%) | 23/32 (71.9%) | 55/71 (77.5%)
SMS 2 after Session 3 | 28/39 (71.8%) | 15/32 (46.9%) | 43/71 (60.6%)
SMS 3 after Session 3 | 33/39 (84.6%) | 22/32 (68.8%) | 55/71 (77.5%)
Pre Session 4 | 39/39 (100.0%) | 31/31 (100.0%) | 70/70 (100.0%)
Post Session 4 | 39/39 (100.0%) | 31/31 (100.0%) | 70/70 (100.0%)
Final SMS / post-treatment follow-up | 37/39 (94.9%) | 30/31 (96.8%) | 67/70 (95.7%)
Total observed/expected across events | 637/717 (88.8%) | 537/623 (86.2%) | 1174/1340 (87.6%)

## Exploratory WP2 Clinical and Af
Supplementary Table. Exploratory WP2 clinical and affective outcomes
Change is endpoint minus baseline. Negative change indicates improvement for PHQ-9, BDI-II, MADRS-S, and BAI. Baseline-adjusted endpoint contrasts are from linear models of endpoint score adjusted for baseline score.
Endpoint-only contrasts are provided for outcomes that were collected only at endpoint or in change-score form.
|  | Control |  |  | Intervention |  |  | Arm contrasts
Outcome | Clinical domain | Control: Baseline | Control: Endpoint | Control: Change | Intervention: Baseline | Intervention: Endpoint | Intervention: Change | Arm contrasts: Difference in change | Arm contrasts: Adjusted endpoint contrast | Arm contrasts: Endpoint-only contrast | Direction
PHQ-9 | Depressive symptoms; primary interpretable outcome | 13.36 ± 4.26 (n = 39) | 6.84 ± 7.06 (n = 31) | -6.23 [-8.54, -3.91] (n = 31) | 12.45 ± 4.37 (n = 42) | 4.21 ± 4.61 (n = 39) | -8.26 [-10.03, -6.48] (n = 39) | -2.03 [-4.85, 0.79]; p = 0.155 | -2.34 [-4.97, 0.28]; p = 0.080 | -2.63 [-5.43, 0.16]; p = 0.064 | Lower scores indicate fewer symptoms; negative change indicates improvement
BDI-II | Depressive symptoms; primary interpretable outcome | 28.10 ± 10.02 (n = 39) | 19.55 ± 11.71 (n = 31) | -9.58 [-13.26, -5.90] (n = 31) | 26.69 ± 8.81 (n = 42) | 12.59 ± 7.78 (n = 39) | -14.15 [-18.20, -10.11] (n = 39) | -4.57 [-10.08, 0.93]; p = 0.102 | -6.27 [-10.82, -1.72]; p = 0.008 | -6.96 [-11.62, -2.30]; p = 0.004 | Lower scores indicate fewer symptoms; negative change indicates improvement
MADRS-S | Depressive symptoms; exploratory secondary indicator | 1.21 ± 0.65 (n = 39) | 1.08 ± 0.48 (n = 31) | -0.16 [-0.38, 0.07] (n = 31) | 1.17 ± 0.50 (n = 42) | 0.81 ± 0.42 (n = 39) | -0.32 [-0.51, -0.12] (n = 39) | -0.16 [-0.45, 0.13]; p = 0.281 | -0.25 [-0.45, -0.04]; p = 0.021 | -0.27 [-0.49, -0.06]; p = 0.014 | Mean available MADRS-S slider score; lower scores indicate fewer symptoms
BAI | Anxiety symptoms; exploratory secondary indicator | 19.46 ± 11.18 (n = 39) | 10.03 ± 9.37 (n = 31) | -8.06 [-11.44, -4.68] (n = 31) | 18.60 ± 10.86 (n = 42) | 9.77 ± 8.66 (n = 39) | -9.18 [-12.35, -6.01] (n = 39) | -1.11 [-5.69, 3.46]; p = 0.629 | -0.65 [-4.29, 2.99]; p = 0.722 | -0.26 [-4.58, 4.05]; p = 0.904 | Lower scores indicate fewer anxiety symptoms; negative change indicates improvement
M3VAS | Mood, pleasure, suicidality; exploratory secondary indicator | 47.83 ± 16.08 (n = 39) | Not collected | Not applicable | 43.88 ± 15.14 (n = 42) | Not collected | Not applicable | Not applicable | Not applicable | Not applicable | Baseline/state M3VAS composite; post-session state score was not collected in the same form
M3VAS-Change | Participant-rated perceived change; endpoint-only exploratory indicator | Not collected | 15.88 ± 14.38 (n = 31) | Not applicable | Not collected | 18.56 ± 16.02 (n = 39) | Not applicable | Not applicable | Not applicable | 2.68 [-4.67, 10.04]; p = 0.469 | Endpoint-only perceived-change composite
SPANE | Affective wellbeing; exploratory secondary indicator | -2.00 ± 2.27 (n = 39) | -5.48 ± 3.14 (n = 31) | -3.42 [-4.93, -1.91] (n = 31) | -2.10 ± 2.77 (n = 42) | -6.08 ± 3.58 (n = 39) | -3.95 [-5.22, -2.68] (n = 39) | -0.53 [-2.45, 1.40]; p = 0.585 | -0.58 [-2.21, 1.04]; p = 0.478 | -0.59 [-2.22, 1.04]; p = 0.470 | SPANE balance = positive minus negative affect; higher scores usually indicate better affective wellbeing

## WP2 ASC Predictors
Exploratory ASC Tertile Summaries for BDI-II Treatment Response
Participants were grouped into low, medium, and high tertiles of acute subjective experience indexed by total ASC score. Raw baseline and post-treatment BDI-II means are shown alongside baseline-aligned plotting values used for visualisation.
These descriptive tertile summaries complement continuous candidate-predictor models and should not be interpreted as confirmatory subgroup tests.
arm | asc_tertile | n | raw_baseline_bdi_ii_mean | raw_post_treatment_bdi_ii_mean | mean_bdi_ii_improvement | improvement_95_ci_low | improvement_95_ci_high | plotted_baseline_aligned_baseline | plotted_post_treatment_value | continuous_model_n | continuous_model_beta | continuous_model_se | continuous_model_ci_low | continuous_model_ci_high | continuous_model_p_value | continuous_model_p_formatted | continuous_model_covariates | continuous_model_interpretation
Intervention | Low | 13 | 24.23 | 17.31 | 6.92 | 2.27 | 11.57 | 26.74 | 19.82 | 39 | -2.49 | 1.34 | -5.21 | 0.23 | 0.071342 | 0.071 | bdi_post ~ bdi_pre + asc_total_z + expect_z | Beta is the adjusted difference in post-treatment BDI-II per 1-SD higher total ASC; negative values indicate lower post-treatment BDI-II, conditional on covariates.
Intervention | Medium | 13 | 23.85 | 9.69 | 14.15 | 6.62 | 21.68 | 26.74 | 12.59 | 39 | -2.49 | 1.34 | -5.21 | 0.23 | 0.071342 | 0.071 | bdi_post ~ bdi_pre + asc_total_z + expect_z | Beta is the adjusted difference in post-treatment BDI-II per 1-SD higher total ASC; negative values indicate lower post-treatment BDI-II, conditional on covariates.
Intervention | High | 13 | 32.15 | 10.77 | 21.38 | 13.6 | 29.16 | 26.74 | 5.36 | 39 | -2.49 | 1.34 | -5.21 | 0.23 | 0.071342 | 0.071 | bdi_post ~ bdi_pre + asc_total_z + expect_z | Beta is the adjusted difference in post-treatment BDI-II per 1-SD higher total ASC; negative values indicate lower post-treatment BDI-II, conditional on covariates.
Control | Low | 11 | 27.91 | 22.91 | 5 | -0.8 | 10.8 | 29.13 | 24.13 | 31 | -1.75 | 2.11 | -6.08 | 2.59 | 0.41527 | 0.415 | bdi_post ~ bdi_pre + asc_total_z + expect_z | Beta is the adjusted difference in post-treatment BDI-II per 1-SD higher total ASC; negative values indicate lower post-treatment BDI-II, conditional on covariates.
Control | Medium | 10 | 31 | 18.2 | 12.8 | 6.83 | 18.77 | 29.13 | 16.33 | 31 | -1.75 | 2.11 | -6.08 | 2.59 | 0.41527 | 0.415 | bdi_post ~ bdi_pre + asc_total_z + expect_z | Beta is the adjusted difference in post-treatment BDI-II per 1-SD higher total ASC; negative values indicate lower post-treatment BDI-II, conditional on covariates.
Control | High | 10 | 28.6 | 17.2 | 11.4 | 2.87 | 19.93 | 29.13 | 17.73 | 31 | -1.75 | 2.11 | -6.08 | 2.59 | 0.41527 | 0.415 | bdi_post ~ bdi_pre + asc_total_z + expect_z | Beta is the adjusted difference in post-treatment BDI-II per 1-SD higher total ASC; negative values indicate lower post-treatment BDI-II, conditional on covariates.

## WP2 Discomfort Summary by Arm a
WP2 Discomfort and Side-Effect Summaries by Arm and Session
This table distinguishes raw side-effect field endorsement from text-cleaned negative side-effect classifications.
Raw endorsement may include cases where participants selected a side-effect field but then described no adverse effect, “n/a,” “none,” or positive experiences. Cleaned summaries therefore provide a stricter estimate of negative tolerability events.
condition | session_n | n_randomised | n_with_post_data | n_with_followup_fisber | n_any_field_before_cleaning | pct_any_field_before_cleaning | n_post_cleaned_negative | pct_post_cleaned_negative | n_followup_cleaned_negative | pct_followup_cleaned_negative | n_combined_cleaned_negative | pct_combined_cleaned_negative | n_removed_by_cleaning | pct_removed_by_cleaning | mean_post_vdq | sd_post_vdq | session_label | raw_display | post_cleaned_display | followup_cleaned_display | combined_cleaned_display | removed_display | mean_sd_post_vdq
Intervention | 1 | 42 | 40 | 39 | 14 | 33.3333 | 4 | 9.5238 | 6 | 14.2857 | 9 | 21.4286 | 5 | 11.9048 | 0.325 | 1.2276 | Session 1 | 14/42 (33.3%) | 4/42 (9.5%) | 6/42 (14.3%) | 9/42 (21.4%) | 5/42 (11.9%) | 0.32 ± 1.23
Intervention | 2 | 42 | 39 | 38 | 8 | 19.0476 | 1 | 2.381 | 3 | 7.1429 | 4 | 9.5238 | 4 | 9.5238 | 0.10256 | 0.64051 | Session 2 | 8/42 (19.0%) | 1/42 (2.4%) | 3/42 (7.1%) | 4/42 (9.5%) | 4/42 (9.5%) | 0.10 ± 0.64
Intervention | 3 | 42 | 39 | 39 | 9 | 21.4286 | 1 | 2.381 | 6 | 14.2857 | 7 | 16.6667 | 2 | 4.7619 | 0.051282 | 0.32026 | Session 3 | 9/42 (21.4%) | 1/42 (2.4%) | 6/42 (14.3%) | 7/42 (16.7%) | 2/42 (4.8%) | 0.05 ± 0.32
Intervention | 4 | 42 | 39 | 0 | 0 | 0 | 0 | 0 | 0 | 0 | 0 | 0 | 0 | 0 | 0 | 0 | Session 4 | 0/42 (0.0%) | 0/42 (0.0%) | N/A no later pre-session follow-up | 0/42 (0.0%) | 0/42 (0.0%) | 0.00 ± 0.00
Control | 1 | 42 | 39 | 35 | 14 | 33.3333 | 6 | 14.2857 | 5 | 11.9048 | 11 | 26.1905 | 3 | 7.1429 | 0.94872 | 2.4056 | Session 1 | 14/42 (33.3%) | 6/42 (14.3%) | 5/42 (11.9%) | 11/42 (26.2%) | 3/42 (7.1%) | 0.95 ± 2.41
Control | 2 | 42 | 35 | 32 | 8 | 19.0476 | 4 | 9.5238 | 2 | 4.7619 | 5 | 11.9048 | 3 | 7.1429 | 0.28571 | 0.95706 | Session 2 | 8/42 (19.0%) | 4/42 (9.5%) | 2/42 (4.8%) | 5/42 (11.9%) | 3/42 (7.1%) | 0.29 ± 0.96
Control | 3 | 42 | 32 | 31 | 5 | 11.9048 | 1 | 2.381 | 3 | 7.1429 | 4 | 9.5238 | 1 | 2.381 | 0.125 | 0.70711 | Session 3 | 5/42 (11.9%) | 1/42 (2.4%) | 3/42 (7.1%) | 4/42 (9.5%) | 1/42 (2.4%) | 0.12 ± 0.71
Control | 4 | 42 | 31 | 0 | 1 | 2.381 | 1 | 2.381 | 0 | 0 | 1 | 2.381 | 0 | 0 | 0.032258 | 0.1796 | Session 4 | 1/42 (2.4%) | 1/42 (2.4%) | N/A no later pre-session follow-up | 1/42 (2.4%) | 0/42 (0.0%) | 0.03 ± 0.18

## WP2 FISBER SE Summaries by ArmS
WP2 FISBER Side-Effect Burden Summaries by Arm and Session
FISBER dimensions are summarised by treatment arm and session for available follow-up data.
Frequency, severity, and interference scores are reported descriptively using n, mean, SD, SE, confidence intervals, median, minimum, and maximum values where available.
condition | session_n | dimension | n | mean | sd | se | ci95_low | ci95_high | median | min | max | n_nonzero | percent_nonzero | session_label | mean_sd | ci95 | nonzero_display
Control | 2 | Frequency | 35 | 0.11429 | 0.3228 | 0.054564 | 0.007341 | 0.22123 | 0 | 0 | 1 | 4 | 11.4286 | Pre-Session 2 | 0.11 ± 0.32 | [0.01, 0.22] | 4/35 (11.4%)
Control | 2 | Interference | 35 | 0.057143 | 0.2355 | 0.039807 | -0.02088 | 0.13517 | 0 | 0 | 1 | 2 | 5.7143 | Pre-Session 2 | 0.06 ± 0.24 | [-0.02, 0.14] | 2/35 (5.7%)
Control | 2 | Severity | 35 | 0.085714 | 0.28403 | 0.04801 | -0.00838 | 0.17981 | 0 | 0 | 1 | 3 | 8.5714 | Pre-Session 2 | 0.09 ± 0.28 | [-0.01, 0.18] | 3/35 (8.6%)
Control | 3 | Frequency | 32 | 0.21875 | 0.79248 | 0.14009 | -0.05583 | 0.49333 | 0 | 0 | 4 | 3 | 9.375 | Pre-Session 3 | 0.22 ± 0.79 | [-0.06, 0.49] | 3/32 (9.4%)
Control | 3 | Interference | 32 | 0.03125 | 0.17678 | 0.03125 | -0.03 | 0.0925 | 0 | 0 | 1 | 1 | 3.125 | Pre-Session 3 | 0.03 ± 0.18 | [-0.03, 0.09] | 1/32 (3.1%)
Control | 3 | Severity | 32 | 0.1875 | 0.7378 | 0.13043 | -0.06814 | 0.44314 | 0 | 0 | 4 | 3 | 9.375 | Pre-Session 3 | 0.19 ± 0.74 | [-0.07, 0.44] | 3/32 (9.4%)
Control | 4 | Frequency | 31 | 0.125 | 0.42121 | 0.075652 | -0.02328 | 0.27328 | 0 | 0 | 2 | 3 | 9.6774 | Pre-Session 4 | 0.12 ± 0.42 | [-0.02, 0.27] | 3/31 (9.7%)
Control | 4 | Interference | 31 | 0.0625 | 0.24593 | 0.044171 | -0.02408 | 0.14908 | 0 | 0 | 1 | 2 | 6.4516 | Pre-Session 4 | 0.06 ± 0.25 | [-0.02, 0.15] | 2/31 (6.5%)
Control | 4 | Severity | 31 | 0.09375 | 0.29614 | 0.053189 | -0.0105 | 0.198 | 0 | 0 | 1 | 3 | 9.6774 | Pre-Session 4 | 0.09 ± 0.30 | [-0.01, 0.20] | 3/31 (9.7%)
Intervention | 2 | Frequency | 39 | 0.28205 | 0.79302 | 0.12698 | 0.033161 | 0.53094 | 0 | 0 | 4 | 6 | 15.3846 | Pre-Session 2 | 0.28 ± 0.79 | [0.03, 0.53] | 6/39 (15.4%)
Intervention | 2 | Interference | 39 | 0.23077 | 0.77668 | 0.12437 | -0.01299 | 0.47453 | 0 | 0 | 4 | 4 | 10.2564 | Pre-Session 2 | 0.23 ± 0.78 | [-0.01, 0.47] | 4/39 (10.3%)
Intervention | 2 | Severity | 39 | 0.30769 | 0.95018 | 0.15215 | 0.009479 | 0.60591 | 0 | 0 | 5 | 6 | 15.3846 | Pre-Session 2 | 0.31 ± 0.95 | [0.01, 0.61] | 6/39 (15.4%)
Intervention | 3 | Frequency | 38 | 0.39474 | 1.079 | 0.17504 | 0.051656 | 0.73782 | 0 | 0 | 5 | 6 | 15.7895 | Pre-Session 3 | 0.39 ± 1.08 | [0.05, 0.74] | 6/38 (15.8%)
Intervention | 3 | Interference | 38 | 0.15789 | 0.49464 | 0.080241 | 0.00062295 | 0.31517 | 0 | 0 | 2 | 4 | 10.5263 | Pre-Session 3 | 0.16 ± 0.49 | [0.00, 0.32] | 4/38 (10.5%)
Intervention | 3 | Severity | 38 | 0.28947 | 0.9273 | 0.15043 | -0.00537 | 0.58431 | 0 | 0 | 4 | 4 | 10.5263 | Pre-Session 3 | 0.29 ± 0.93 | [-0.01, 0.58] | 4/38 (10.5%)
Intervention | 4 | Frequency | 39 | 0.225 | 0.65974 | 0.10564 | 0.01794 | 0.43206 | 0 | 0 | 3 | 5 | 12.8205 | Pre-Session 4 | 0.22 ± 0.66 | [0.02, 0.43] | 5/39 (12.8%)
Intervention | 4 | Interference | 39 | 0.2 | 0.68687 | 0.10999 | -0.01558 | 0.41558 | 0 | 0 | 4 | 5 | 12.8205 | Pre-Session 4 | 0.20 ± 0.69 | [-0.02, 0.42] | 5/39 (12.8%)
Intervention | 4 | Severity | 39 | 0.3 | 0.82275 | 0.13175 | 0.041778 | 0.55822 | 0 | 0 | 4 | 6 | 15.3846 | Pre-Session 4 | 0.30 ± 0.82 | [0.04, 0.56] | 6/39 (15.4%)

## WP2 Measure-Level Analysis & Mi
WP2 Measure-Level Analysis Inclusion and Missing-Data Handling
This table summarises how each WP2 measure was used analytically, the data required for inclusion, arm-specific availability, and missing-data handling.
Analyses used available observed data without imputation unless otherwise specified.
Measure | Analysis_use | Required_data_for_inclusion | Overall_nN | Control_nN | Intervention_nN | Missing_data_handling
PHQ-9: Patient Health Questionnaire-9 | Core repeated depressive-symptom outcome | Valid PHQ-9 total score at one or more relevant timepoints | 81/84 (96.4%) | 39/42 (92.9%) | 42/42 (100.0%) | Available timepoints used; no imputation
PHQ-9 endpoint | Endpoint depressive-symptom analysis | Valid baseline and endpoint PHQ-9 totals | 70/84 (83.3%) | 31/42 (73.8%) | 39/42 (92.9%) | Excluded from endpoint-change analysis only if baseline or endpoint missing
BDI-II: Beck Depression Inventory-II | Core repeated depressive-symptom outcome | Valid BDI-II item or total data at one or more relevant timepoints | 81/84 (96.4%) | 39/42 (92.9%) | 42/42 (100.0%) | Available timepoints used; item responses treated as valid if non-empty; no imputation
BDI-II endpoint | Endpoint depressive-symptom analysis and candidate-predictor outcome | Valid baseline and endpoint BDI-II item or total data | 70/84 (83.3%) | 31/42 (73.8%) | 39/42 (92.9%) | Excluded from endpoint-change analysis only if baseline or endpoint missing
BAI: Beck Anxiety Inventory | Exploratory anxiety-symptom outcome | Valid BAI item or total data at one or more relevant timepoints | 81/84 (96.4%) | 39/42 (92.9%) | 42/42 (100.0%) | Available timepoints used; item responses treated as valid if non-empty; no imputation
MADRS-S: Montgomery-Asberg Depression Rating Scale, Self-Assessment | Exploratory depressive-symptom outcome | Valid MADRS-S item or total data at one or more relevant timepoints | 81/84 (96.4%) | 39/42 (92.9%) | 42/42 (100.0%) | Available timepoints used; accepts madrs_* and mards_* column names; no imputation
MADRS-S endpoint | Endpoint depressive-symptom sensitivity analysis | Valid baseline and endpoint MADRS-S item or total data | 70/84 (83.3%) | 31/42 (73.8%) | 39/42 (92.9%) | Excluded from endpoint-change analysis only if baseline or endpoint missing
M3VAS / M3VAS-Change | Exploratory mood / affective-state outcome | Valid M3VAS or M3VAS-Change score at one or more relevant timepoints | 81/84 (96.4%) | 39/42 (92.9%) | 42/42 (100.0%) | Available timepoints used; no imputation
SPANE: Scale of Positive and Negative Experience | Exploratory affective-experience outcome | Valid SPANE item, subscale, total, or balance score at one or more relevant timepoints | 81/84 (96.4%) | 39/42 (92.9%) | 42/42 (100.0%) | Available timepoints used; no imputation
VDQ / discomfort ratings | Safety and tolerability outcome | Valid post-session discomfort, VDQ, tolerability, or tol_score rating | 79/84 (94.0%) | 39/42 (92.9%) | 40/42 (95.2%) | Session-level available-case summaries; no imputation
FIBSER / side-effect ratings | Side-effect burden and tolerability outcome | Valid FIBSER/FISBER response at one or more assessments | 74/84 (88.1%) | 35/42 (83.3%) | 39/42 (92.9%) | Available responses used; accepts fibser_* and fisber_* columns; open text retained for qualitative audit
6D-VHQ: Six-Dimensional Visual Hallucination Questionnaire | Visual phenomenology and control-validation outcome | Valid 6D-VHQ/VHQ item responses sufficient to compute dimension scores | 79/84 (94.0%) | 39/42 (92.9%) | 40/42 (95.2%) | Available-case dimension scoring; reverse-scored items handled before summary scores
11-ASC: 11-factor Altered States of Consciousness scoring | Acute subjective-experience and candidate-predictor analysis | Valid ASC item responses sufficient to compute total or factor score | 79/84 (94.0%) | 39/42 (92.9%) | 40/42 (95.2%) | Available-case scoring; used as z-scored total or factor-level score where specified
EXP4 / brief experience ratings: engagement, pleasure, discomfort, arousal/drowsiness | Brief acute-experience ratings and exploratory tolerability/engagement outcomes | Valid item-level rating for one or more brief experience dimensions | 79/84 (94.0%) | 39/42 (92.9%) | 40/42 (95.2%) | Available item responses used by dimension; no imputation
Expectancy / credibility items or scales | Baseline expectancy, credibility, and candidate-predictor analyses | Valid baseline expectancy or credibility item/scale score | 81/84 (96.4%) | 39/42 (92.9%) | 42/42 (100.0%) | Baseline available-case summaries; no imputation

## WP2 Scheduled-Event Denominator
WP2 Scheduled-Event Denominator Framework
This table defines the denominators used to describe recruitment, randomisation, attendance, post-session data availability, taster-session discontinuation, and post-Session-1 dropout.
The scheduled-event framework separates the full randomised denominator from later timepoint denominators where participants were no longer expected to contribute data.
denominator_stage | definition | n | denominator | percent | n_percent
Passed screening | Pre-screen record with excluded/status coded as eligible or false | 160 | 312 | 51.2821 | 160/312 (51.3%)
Randomised | Present in wp2_assignments with condition allocation | 84 | 84 | 100 | 84/84 (100.0%)
Never attended any WP2 session | Randomised but no pre- or post-session evidence for Sessions 1-4 | 0 | 84 | 0 | 0/84 (0.0%)
Attended / started Session 1, broad definition | Evidence of Session 1 pre-session or post-session form | 84 | 84 | 100 | 84/84 (100.0%)
Provided post-Session-1 data, strict post-treatment evidence | Evidence of post-session-1 form | 79 | 81 | 97.5309 | 79/81 (97.5%)
Possible taster-session dropout | Detected from taster/dropout text fields or manual override | 1 | 81 | 1.2346 | 1/81 (1.23%)
Post-Session-1 dropout, data-defined or manual | Started Session 1 but no evidence of Sessions 2-4, or manual override | 7 | 81 | 8.642 | 7/81 (8.6%)
Attended / started Session 4 | Evidence of Session 4 pre- or post-session form | 70 | 81 | 86.4198 | 70/81 (86.4%)
Provided post-Session-4 data | Evidence of post-session-4 form | 70 | 70 | 100 | 70/70 (100.0%)